## 2026-32
Facility Name | Project Description | 2026 Est | 2027 Est | 2028 Est | 2029 Est | 2030 Est | 2031 Est | 2032 Est |  | 2026/32 Total
ADMINISTRATION
| Elevator Modernization | 250000 |  |  | 250000 |  |  |  |  | 500000
| Cooling Tower & Chiller Replacement | 2250000 | [7 empty] | 2250000
| Emergency Generator Replacement | 300000 | [7 empty] | 300000
| Flooring Replacement |  |  |  |  | 300000 | 300000 | 300000 |  | 900000
| Architectural / Engineering Design and Permits | 0 | 0 | 30000 | 36000 | 36000 | 36000 | 0 |  | 138000
| Contingency Fund / Change Orders | 168000 | 0 | 0 | 15000 | 18000 | 18000 | 18000 |  | 237000
|  | 2968000 | 0 | 30000 | 301000 | 354000 | 354000 | 318000 |  | 4325000 | 4325000
ALLDERDICE | HS
| Building Renovation (incl. AC) |  | 2500000 | 2500000 | 3500000 | 7500000 | 7500000 | 11000000 |  | 34500000
| Site Concrete Paving | 475000 | [7 empty] | 475000
| Biology Lab Renovation |  |  |  |  | 800000 |  |  |  | 800000
| Field House & Athletic Field Renovations | [6 empty] | 4750000 |  | 4750000
| Architectural / Engineering Design and Permits | 300000 | 300000 | 420000 | 996000 | 900000 | 1890000 | 0 |  | 4806000
| Contingency Fund / Change Orders | 28500 | 150000 | 150000 | 210000 | 498000 | 450000 | 945000 |  | 2431500
|  | 803500 | 2950000 | 3070000 | 4706000 | 9698000 | 9840000 | 16695000 |  | 47762500 | 47762500
ALLEGHENY | Transition to MS 2026
| Sump Pump & Fire Pump Replacement | 225000 | [7 empty] | 225000
| Finish Flooring Replacement (PDE ER Grant) |  | 600000 | 600000 | [5 empty] | 1200000
| Electrical Branch Circuit Replacement |  |  |  | 350000 |  |  |  |  | 350000
| Elevator Modernization |  |  | 200000 | [5 empty] | 200000
| Auditorium Plaster Abatement | [6 empty] | 500000 |  | 500000
| Architectural / Engineering Design and Permits | 72000 | 96000 | 42000 | 0 | 0 | 60000 | 0 |  | 270000
| Contingency Fund / Change Orders | 13500 | 36000 | 48000 | 21000 | 0 | 0 | 30000 |  | 148500 | 2893500
| MS CTE Room (FRFP) |  | 50000 | [6 empty] | 50000
| MS Maker Space (FRFP) |  | 100000 | [6 empty] | 100000
| Architectural / Engineering Design and Permits (FRFP) | 18000 | 0 | 0 | 0 | 0 | 0 | 0 |  | 18000
| Contingency Fund / Change Orders (FRFP) | 0 | 9000 | 0 | 0 | 0 | 0 | 0 |  | 9000 | 177000
|  | 328500 | 891000 | 890000 | 371000 | 0 | 60000 | 530000 |  | 3070500
ALLEGHENY ANNEX | TBD
| No work planned | [8 empty] | 0
| Architectural / Engineering Design and Permits | 0 | 0 | 0 | 0 | 0 | 0 | 0 |  | 0
| Contingency Fund / Change Orders | 0 | 0 | 0 | 0 | 0 | 0 | 0 |  | 0
|  | 0 | 0 | 0 | 0 | 0 | 0 | 0 |  | 0 | 0
ARSENAL | Transition to MS 2026
| Building Automation Controls (DCED PSFI Grant) | 845000 | [7 empty] | 845000
| Condensate System |  |  |  | 100000 |  |  |  |  | 100000
| Water Main (Replace Valves & Piping) |  |  |  | 250000 |  |  |  |  | 250000
| HVAC Renovation (Incl. AC) | [5 empty] | 3000000 | 3000000 |  | 6000000
| Architectural / Engineering Design and Permits | 0 | 0 | 42000 | 0 | 360000 | 360000 | 0 |  | 762000
| Contingency Fund / Change Orders | 50700 | 0 | 0 | 21000 | 0 | 180000 | 180000 |  | 431700 | 8388700
| MS Science Classrooms (FRFP) |  | 640000 | [6 empty] | 640000
| MS Music Room (FRFP) |  | 50000 | [6 empty] | 50000
| MS Instrumental Room (FRFP) |  | 50000 | [6 empty] | 50000
| MS CTE Room (FRFP) |  | 50000 | [6 empty] | 50000
| MS Maker Space (FRFP) |  | 100000 | [6 empty] | 100000
| Architectural / Engineering Design and Permits (FRFP) | 106800 | 0 | 0 | 0 | 0 | 0 | 0 |  | 106800
| Contingency Fund / Change Orders (FRFP) | 0 | 53400 | 0 | 0 | 0 | 0 | 0 |  | 53400 | 1050200
|  | 1002500 | 943400 | 42000 | 371000 | 360000 | 3540000 | 3180000 |  | 9438900
ARLINGTON | Transition to MS 2026
| Exterior Service Shed |  |  |  | 150000 |  |  |  |  | 150000
| Exterior Asphalt and Concrete Paving | [5 empty] | 150000 |  |  | 150000
| Interior Wall Panel Replacement in Auditorium & Gym | [6 empty] | 500000 |  | 500000
| Architectural / Engineering Design and Permits | 0 | 0 | 18000 | 0 | 18000 | 60000 | 0 |  | 96000
| Contingency Fund / Change Orders | 0 | 0 | 0 | 9000 | 0 | 9000 | 30000 |  | 48000 | 944000
| MS Music Room (FRFP) |  | 50000 | [6 empty] | 50000
| MS Instrumental Room (FRFP) |  | 50000 | [6 empty] | 50000
| MS CTE Room (FRFP) |  | 50000 | [6 empty] | 50000
| Architectural / Engineering Design and Permits (FRFP) | 18000 | 0 | 0 | 0 | 0 | 0 | 0 |  | 18000
| Contingency Fund / Change Orders (FRFP) | 0 | 9000 | 0 | 0 | 0 | 0 | 0 |  | 9000 | 177000
|  | 18000 | 159000 | 18000 | 159000 | 18000 | 219000 | 530000 |  | 1121000
BANKSVILLE | ES
| Staff Toilets |  |  |  |  | 300000 |  |  |  | 300000
| Architectural / Engineering Design and Permits | 0 | 0 | 0 | 36000 | 0 | 0 | 0 |  | 36000
| Contingency Fund / Change Orders | 0 | 0 | 0 | 0 | 18000 | 0 | 0 |  | 18000 | 354000
| ES Science Room (FRFP) |  |  | 240000 | [5 empty] | 240000
| ES Art Room (FRFP) |  |  | 175000 | [5 empty] | 175000
| ES Music Room (FRFP) |  |  | 50000 | [5 empty] | 50000
| ES Gifted Room (FRFP) |  |  | 100000 | [5 empty] | 100000
| Architectural / Engineering Design and Permits (FRFP) | 0 | 67800 | 0 | 0 | 0 | 0 | 0 |  | 67800
| Contingency Fund / Change Orders (FRFP) | 0 | 0 | 33900 | 0 | 0 | 0 | 0 |  | 33900 | 666700
|  | 0 | 67800 | 598900 | 36000 | 318000 | 0 | 0 |  | 1020700
BEECHWOOD | ES
| Emergency Generator Replacement | 300000 | [7 empty] | 300000
| Lockers |  |  |  | 150000 |  |  |  |  | 150000
| Restroom Renovations |  |  |  | 750000 |  |  |  |  | 750000
| Building Automation Controls |  |  | 355000 | [5 empty] | 355000
| Architectural / Engineering Design and Permits | 0 | 42600 | 108000 | 0 | 0 | 0 | 0 |  | 150600
| Contingency Fund / Change Orders | 18000 | 0 | 21300 | 54000 | 0 | 0 | 0 |  | 93300 | 1798900
| ES Science Room (FRFP) |  |  | 240000 | [5 empty] | 240000
| ES Art Room (FRFP) |  |  | 175000 | [5 empty] | 175000
| ES Music Room (FRFP) |  |  | 50000 | [5 empty] | 50000
| ES Gifted Room (FRFP) |  |  | 100000 | [5 empty] | 100000
| Architectural / Engineering Design and Permits (FRFP) | 0 | 67800 | 0 | 0 | 0 | 0 | 0 |  | 67800
| Contingency Fund / Change Orders (FRFP) | 0 | 0 | 33900 | 0 | 0 | 0 | 0 |  | 33900 | 666700
|  | 318000 | 110400 | 1083200 | 954000 | 0 | 0 | 0 |  | 2465600
`
BON AIR | CLOSED 2006
| No work planned | [8 empty] | 0
|  | 0 | 0 | 0 | 0 | 0 | 0 | 0 |  | 0 | 0
BRASHEAR | HS
| Security Vestibule | 175000 | [7 empty] | 175000
| HVAC Renovation | 3000000 | 3500000 | 4500000 | 4500000 | 4500000 |  |  |  | 20000000
| Auto Shop Exhaust | 300000 | [7 empty] | 300000
| Underground Storage Tank Removal | 500000 | [7 empty] | 500000
| Finish Flooring and Countertop Replacement |  | 300000 | [6 empty] | 300000
| Pool Renovations |  | 400000 | [6 empty] | 400000
| Gym Bleacher Replacement |  |  |  | 1500000 |  |  |  |  | 1500000
| Window Replacement |  |  |  |  | 1500000 |  |  |  | 1500000
| Architectural / Engineering Design and Permits | 504000 | 540000 | 720000 | 720000 | 0 | 0 | 0 |  | 2484000
| Contingency Fund / Change Orders | 238500 | 252000 | 270000 | 360000 | 360000 | 0 | 0 |  | 1480500 | 28639500
| Teacher Center @ ex. South Hills (FRFP) |  | 150000 | [6 empty] | 150000
| Architectural / Engineering Design and Permits (FRFP) | 18000 | 0 | 0 | 0 | 0 | 0 | 0 |  | 18000
| Contingency Fund / Change Orders (FRFP) | 0 | 9000 | 0 | 0 | 0 | 0 | 0 |  | 9000 | 177000
|  | 4735500 | 5151000 | 5490000 | 7080000 | 6360000 | 0 | 0 |  | 28816500
BROOKLINE | Transition to ES 2026
| Emergency Generator Replacement | 300000 | [7 empty] | 300000
| Locker Replacement |  |  | 180000 | [5 empty] | 180000
| Demountable Demolition |  |  |  | 225000 |  |  |  |  | 225000
| Service, Switchgear, Panelboard, and Feeder Replacement |  |  |  |  | 750000 |  |  |  | 750000
| Finish Flooring Replacement |  |  | 300000 | [5 empty] | 300000
| Architectural / Engineering Design and Permits | 0 | 57600 | 27000 | 90000 | 0 | 0 | 0 |  | 174600
| Contingency Fund / Change Orders | 18000 | 0 | 28800 | 13500 | 45000 | 0 | 0 |  | 105300 | 2034900
| ES Science Room (FRFP) |  | 240000 | [6 empty] | 240000
| ES Music Room (FRFP) |  | 50000 | [6 empty] | 50000
| ES Gifted Room (FRFP) |  | 100000 | [6 empty] | 100000
| Architectural / Engineering Design and Permits (FRFP) | 46800 | 0 | 0 | 0 | 0 | 0 | 0 |  | 46800
| Contingency Fund / Change Orders (FRFP) | 0 | 23400 | 0 | 0 | 0 | 0 | 0 |  | 23400 | 460200
|  | 364800 | 471000 | 535800 | 328500 | 795000 | 0 | 0 |  | 2495100
CAPA | 6-12
| Science Lab Ventilation Upgrades | 300000 | [7 empty] | 300000
| Building Automation Controls (DCED PSFI Grant) | 760000 | [7 empty] | 760000
| Main Stage Floor Overlay |  |  | 100000 | [5 empty] | 100000
| Auditorium Ceiling Repairs | [5 empty] | 300000 |  |  | 300000
| Architectural / Engineering Design and Permits | 0 | 12000 | 0 | 0 | 36000 | 0 | 0 |  | 48000
| Contingency Fund / Change Orders | 63600 | 0 | 6000 | 0 | 0 | 18000 | 0 |  | 87600
|  | 1123600 | 12000 | 106000 | 0 | 36000 | 318000 | 0 |  | 1595600 | 1595600
CARMALT | Transition to MS 2026
| Corridor Ceilings and Lighting |  |  | 300000 | [5 empty] | 300000
| Flooring |  |  |  | 600000 |  |  |  |  | 600000
| Service, Switchgear, Panelboard, and Feeder Replacement |  |  |  |  | 2000000 |  |  |  | 2000000
| Building Automation Controls | [5 empty] | 655000 |  |  | 655000
| Architectural / Engineering Design and Permits | 0 | 36000 | 72000 | 240000 | 78600 | 0 | 0 |  | 426600
| Contingency Fund / Change Orders | 0 | 0 | 18000 | 36000 | 120000 | 39300 | 0 |  | 213300 | 4194900
| MS Music Room (FRFP) |  | 50000 | [6 empty] | 50000
| MS Instrumental Room (FRFP) |  | 50000 | [6 empty] | 50000
| MS CTE Room (FRFP) |  | 50000 | [6 empty] | 50000
| MS Maker Space (FRFP) |  | 100000 | [6 empty] | 100000
| Architectural / Engineering Design and Permits (FRFP) | 30000 | 0 | 0 | 0 | 0 | 0 | 0 |  | 30000
| Contingency Fund / Change Orders (FRFP) | 0 | 15000 | 0 | 0 | 0 | 0 | 0 |  | 15000 | 295000
|  | 30000 | 301000 | 390000 | 876000 | 2198600 | 694300 | 0 |  | 4489900
CARRICK | HS
| Solar Panel Installation (Solar4Schools Grant) | 1200000 | [7 empty] | 1200000
| Building Automation Controls (DCED PSFI Grant) |  | 1068000 | [6 empty] | 1068000
| HVAC Renovation |  |  | 3000000 | 3000000 |  |  |  |  | 6000000
| Science Lab Renovations |  |  |  | 2500000 |  |  |  |  | 2500000
| Partial Flooring Repairs and Replacement |  |  |  |  | 600000 |  |  |  | 600000
| Gym Bleacher Replacement |  |  |  |  | 1500000 |  |  |  | 1500000
| Underground Storage Tank Removal | [5 empty] | 500000 |  |  | 500000
| Architectural / Engineering Design and Permits | 128160 | 360000 | 660000 | 252000 | 60000 | 0 | 0 |  | 1460160
| Contingency Fund / Change Orders | 72000 | 64080 | 180000 | 330000 | 126000 | 30000 | 0 |  | 802080
|  | 1400160 | 1492080 | 3840000 | 6082000 | 2286000 | 530000 | 0 |  | 15630240 | 15630240
CENTRAL OPERATIONS/ FOOD SERVICE
| Mechanical Renovation | 3000000 | 3000000 | 3000000 | 3000000 | 3000000 |  |  |  | 15000000
| Kitchen Renovation & Re-equipping |  |  | 1100000 | 1100000 |  |  |  |  | 2200000
| IT Renovations |  |  |  |  | 2200000 |  |  |  | 2200000
| Architectural / Engineering Design and Permits | 360000 | 492000 | 492000 | 624000 | 0 | 0 | 0 |  | 1968000
| Contingency Fund / Change Orders | 180000 | 180000 | 246000 | 246000 | 312000 | 0 | 0 |  | 1164000
|  | 3540000 | 3672000 | 4838000 | 4970000 | 5512000 | 0 | 0 |  | 22532000 | 22532000
CHARTIERS | ECC
| Window Replacement |  | 1200000 | [6 empty] | 1200000
| HVAC Renovation Incl. AC | [5 empty] | 1250000 | 1250000 |  | 2500000
| Restroom Renovations |  |  |  | 350000 |  |  |  |  | 350000
| Architectural / Engineering Design and Permits | 144000 | 0 | 42000 | 0 | 150000 | 150000 | 0 |  | 486000
| Contingency Fund / Change Orders | 0 | 72000 | 0 | 21000 | 0 | 75000 | 75000 |  | 243000
|  | 144000 | 1272000 | 42000 | 371000 | 150000 | 1475000 | 1325000 |  | 4779000 | 4779000
CLAYTON | SP
| Building Automation Controls (DCED PSFI Grant) | 295000 | [7 empty] | 295000
| Emergency Generator Replacement |  | 400000 | [6 empty] | 400000
| Boiler / Unit Ventilator Replacement/ AC |  |  |  | 1600000 | 1600000 |  |  |  | 3200000
| Walk In Cooler and Freezer | [5 empty] | 150000 |  |  | 150000
| Flooring Replacement @ Annex |  |  |  |  | 300000 |  |  |  | 300000
| Architectural / Engineering Design and Permits | 48000 | 0 | 192000 | 228000 | 18000 | 0 | 0 |  | 486000
| Contingency Fund / Change Orders | 17700 | 24000 | 0 | 96000 | 114000 | 9000 | 0 |  | 260700
|  | 360700 | 424000 | 192000 | 1924000 | 2032000 | 159000 | 0 |  | 5091700 | 5091700
COLFAX | Transition to MS 2026
| HVAC Renovation Incl. AC for Original Building |  |  |  | 3000000 | 3000000 |  |  |  | 6000000
| Building Automation Controls |  |  |  |  | 1310000 |  |  |  | 1310000
| Panelboard, Feeder Replacement (Original Bldg.) |  |  |  | 250000 |  |  |  |  | 250000
| Architectural / Engineering Design and Permits | 0 | 0 | 390000 | 517200 | 0 | 0 | 0 |  | 907200
| Contingency Fund / Change Orders | 0 | 0 | 0 | 195000 | 258600 | 0 | 0 |  | 453600 | 8920800
| MS Art Room (FRFP) |  | 175000 | [6 empty] | 175000
| MS Music Room (FRFP) |  | 50000 | [6 empty] | 50000
| MS CTE Room (FRFP) |  | 50000 | [6 empty] | 50000
| Architectural / Engineering Design and Permits (FRFP) | 33000 | 0 | 0 | 0 | 0 | 0 | 0 |  | 33000
| Contingency Fund / Change Orders (FRFP) | 0 | 16500 | 0 | 0 | 0 | 0 | 0 |  | 16500 | 324500
|  | 33000 | 291500 | 390000 | 3962200 | 4568600 | 0 | 0 |  | 9245300
CONCORD | ES
| Building Automation Controls (DCED PSFI Grant) | 385000 | [7 empty] | 385000
| Roofing Repairs | 400000 | [7 empty] | 400000
| Auditorium Renovations |  |  |  | 120000 |  |  |  |  | 120000
| Masonry Restoration |  |  |  |  | 675000 |  |  |  | 675000
| Architectural / Engineering Design and Permits | 0 | 0 | 14400 | 81000 | 0 | 0 | 0 |  | 95400
| Contingency Fund / Change Orders | 47100 | 0 | 0 | 7200 | 40500 | 0 | 0 |  | 94800 | 1770200
| ES Science Room (FRFP) |  |  | 240000 | [5 empty] | 240000
| ES Music Room (FRFP) |  |  | 50000 | [5 empty] | 50000
| ES Gifted Room (FRFP) |  |  | 100000 | [5 empty] | 100000
| Architectural / Engineering Design and Permits (FRFP) | 0 | 46800 | 0 | 0 | 0 | 0 | 0 |  | 46800
| Contingency Fund / Change Orders (FRFP) | 0 | 0 | 23400 | 0 | 0 | 0 | 0 | 0 | 23400 | 460200
|  | 832100 | 46800 | 427800 | 208200 | 715500 | 0 | 0 |  | 2230400
CONROY | SP
| Finish Flooring Replacement (PDE ER Grant) | 500000 | 500000 | [6 empty] | 1000000
| ADA Ramp Repairs | 220000 | [7 empty] | 220000
| PA System Upgrade |  | 100000 | [6 empty] | 100000
| Security System Upgrade |  | 200000 | [6 empty] | 200000
| Site Lighting |  | 150000 | [6 empty] | 150000
| Structural Repairs |  |  | 1200000 | [5 empty] | 1200000
| Stair Tread Replacement |  |  | 400000 | [5 empty] | 400000
| Emergency Generator Replacement |  |  | 300000 | [5 empty] | 300000
| Building Automation Controls |  |  |  | 753500 |  |  |  |  | 753500
| Architectural / Engineering Design and Permits | 114000 | 228000 | 90420 | 0 | 0 | 0 | 0 |  | 432420
| Contingency Fund / Change Orders | 43200 | 57000 | 114000 | 45210 | 0 | 0 | 0 |  | 259410
|  | 877200 | 1235000 | 2104420 | 798710 | 0 | 0 | 0 |  | 5015330 | 5015330
CRESCENT | ECC
| Site Lighting |  | 225000 | [6 empty] | 225000
| Finish Flooring Replacement |  |  |  | 300000 |  |  |  |  | 300000
| Main Office Renovation & Canopy |  |  |  |  | 400000 |  |  |  | 400000
| Architectural / Engineering Design and Permits | 27000 | 0 | 36000 | 48000 | 0 | 0 | 0 |  | 111000
| Contingency Fund / Change Orders | 0 | 13500 | 0 | 18000 | 24000 | 0 | 0 |  | 55500
|  | 27000 | 238500 | 36000 | 366000 | 424000 | 0 | 0 |  | 1091500 | 1091500
CUPPLES STADIUM
| Security System Upgrade | 352000 | [7 empty] | 352000
| Press Box AHU and Boiler |  |  | 500000 | [5 empty] | 500000
| Architectural / Engineering Design and Permits | 0 | 60000 | 0 | 0 | 0 | 0 | 0 |  | 60000
| Contingency Fund / Change Orders | 21120 | 0 | 30000 | 0 | 0 | 0 | 0 |  | 51120
|  | 373120 | 60000 | 530000 | 0 | 0 | 0 | 0 |  | 963120 | 963120
DILWORTH | ES
| Fire Alarm System Upgrades | 60000 | [7 empty] | 60000
| Building Automation Controls |  |  |  | 341000 |  |  |  |  | 341000
| Ceilings / Lighting |  |  |  |  | 1250000 |  |  |  | 1250000
| Auditorium Ceilings | [5 empty] | 450000 |  |  | 450000
| Architectural / Engineering Design and Permits | 0 | 0 | 40920 | 150000 | 54000 | 0 | 0 |  | 244920
| Contingency Fund / Change Orders | 3600 | 0 | 0 | 20460 | 75000 | 27000 | 0 |  | 126060 | 2471980
| ES Science Room (FRFP) |  |  | 240000 | [5 empty] | 240000
| ES Music Room (FRFP) |  |  | 50000 | [5 empty] | 50000
| ES Gifted Room (FRFP) |  |  | 100000 | [5 empty] | 100000
| Architectural / Engineering Design and Permits (FRFP) | 0 | 46800 | 0 | 0 | 0 | 0 | 0 |  | 46800
| Contingency Fund / Change Orders (FRFP) | 0 | 0 | 23400 | 0 | 0 | 0 | 0 |  | 23400 | 460200
|  | 63600 | 46800 | 454320 | 511460 | 1379000 | 477000 | 0 |  | 2932180
FAISON | ES
| Site Lighting | 30500 | [7 empty] | 30500
| PA System Upgrade | 50000 | [7 empty] | 50000
| Architectural / Engineering Design and Permits | 0 | 0 | 0 | 0 | 0 | 0 | 0 |  | 0
| Contingency Fund / Change Orders | 4830 | 0 | 0 | 0 | 0 | 0 | 0 |  | 4830 | 85330
| ES Science Room (FRFP) |  | 240000 | [6 empty] | 240000
| ES Gifted Room (FRFP) |  | 100000 | [6 empty] | 100000
| Architectural / Engineering Design and Permits (FRFP) | 40800 | 0 | 0 | 0 | 0 | 0 | 0 |  | 40800
| Contingency Fund / Change Orders (FRFP) | 0 | 20400 | 0 | 0 | 0 | 0 | 0 |  | 20400 | 401200
|  | 126130 | 360400 | 0 | 0 | 0 | 0 | 0 |  | 486530
FORT PITT | CLOSED 2012
| No work planned | [8 empty] | 0
|  | 0 | 0 | 0 | 0 | 0 | 0 | 0 |  | 0 | 0
FULTON | Close 2026
| No Work Planned (FRFP) | [8 empty] | 0
| Finish Flooring Replacement (PDE ER Grant, $275,000 - CANCELED) | [8 empty] | 0
| Architectural / Engineering Design and Permits | 0 | 0 | 0 | 0 | 0 | 0 | 0 |  | 0
| Contingency Fund / Change Orders | 0 | 0 | 0 | 0 | 0 | 0 | 0 |  | 0
|  | 0 | 0 | 0 | 0 | 0 | 0 | 0 |  | 0 | 0
GRANDVIEW | ES
| Building Automation Controls (DCED PSFI Grant) | 240000 | [7 empty] | 240000
| HVAC Renovation, Incl. AC |  |  | 1750000 | 1750000 |  |  |  |  | 3500000
| Service, Switchgear, Panelboard, and Feeder Replacement |  |  | 1000000 | [5 empty] | 1000000
| Restroom ADA Renovations |  |  |  | 350000 |  |  |  |  | 350000
| Turnaround Retaining Wall Repairs |  |  |  |  | 500000 |  |  |  | 500000
| Ceiling / Lighting Replacement | [5 empty] | 550000 |  |  | 550000
| Architectural / Engineering Design and Permits | 0 | 330000 | 252000 | 60000 | 66000 | 0 | 0 |  | 708000
| Contingency Fund / Change Orders | 14400 | 0 | 165000 | 126000 | 30000 | 33000 | 0 |  | 368400 | 7216400
| ES Science Room (FRFP) |  |  | 240000 | [5 empty] | 240000
| ES Music Room (FRFP) |  |  | 50000 | [5 empty] | 50000
| ES Gifted Room (FRFP) |  |  | 100000 | [5 empty] | 100000
| Architectural / Engineering Design and Permits (FRFP) | 0 | 46800 | 0 | 0 | 0 | 0 | 0 |  | 46800
| Contingency Fund / Change Orders (FRFP) | 0 | 0 | 23400 | 0 | 0 | 0 | 0 |  | 23400 | 460200
|  | 254400 | 376800 | 3580400 | 2286000 | 596000 | 583000 | 0 |  | 7676600
GREENFIELD | Transition to ES 2026
| Roof Replacement | 1000000 | [7 empty] | 1000000
| Pool Heater Replacement | 250000 | [7 empty] | 250000
| Switchgear, Panelboard, and Feeder Replacement |  |  |  | 750000 |  |  |  |  | 750000
| Pool Area Ventilation/Dehumidification Unit Replacement |  |  | 500000 | [5 empty] | 500000
| Masonry Restoration | [5 empty] | 800000 |  |  | 800000
| Building Automation Controls |  |  |  | 524000 |  |  |  |  | 524000
| Auditorium Seating Replacement |  |  |  | 120000 |  |  |  |  | 120000
| Architectural / Engineering Design and Permits | 0 | 60000 | 167280 | 0 | 96000 | 0 | 0 |  | 323280
| Contingency Fund / Change Orders | 75000 | 0 | 30000 | 83640 | 0 | 48000 | 0 |  | 236640 | 4503920
| ES Science Room (FRFP) |  | 240000 | [6 empty] | 240000
| ES Gifted Room (FRFP) |  | 100000 | [6 empty] | 100000
| Architectural / Engineering Design and Permits (FRFP) | 40800 | 0 | 0 | 0 | 0 | 0 | 0 |  | 40800
| Contingency Fund / Change Orders (FRFP) | 0 | 20400 | 0 | 0 | 0 | 0 | 0 |  | 20400 | 401200
|  | 1365800 | 420400 | 697280 | 1477640 | 96000 | 848000 | 0 |  | 4905120
GREENWAY | Classical MS, CLOSE Gifted 2027
| Building Automation Controls (DCED PSFI Grant) | 415000 | [7 empty] | 415000
| Solar Panel Installation (Solar4Schools Grant) | 1200000 | [7 empty] | 1200000
| Exterior Repairs and Window Replacement |  |  |  |  | 800000 | 3000000 | 2700000 |  | 6500000
| Flooring Replacement |  |  |  | 600000 |  |  |  |  | 600000
| Softball Field |  |  |  |  | 400000 |  |  |  | 400000
| Field House Renovations | [5 empty] | 2000000 |  |  | 2000000
| Architectural / Engineering Design and Permits | 0 | 0 | 72000 | 144000 | 600000 | 324000 | 0 |  | 1140000
| Contingency Fund / Change Orders | 96900 | 0 | 0 | 36000 | 72000 | 300000 | 162000 |  | 666900 | 12921900
| MS Science Classrooms (FRFP) |  |  | 320000 | [5 empty] | 320000
| Teacher Center (FRFP) |  |  | 150000 | [5 empty] | 150000
| Online Acadamy relocation (FRFP) |  |  | 150000 | [5 empty] | 150000
| Architectural / Engineering Design and Permits (FRFP) | 0 | 74400 | 0 | 0 | 0 | 0 | 0 |  | 74400
| Contingency Fund / Change Orders (FRFP) | 0 | 0 | 37200 | 0 | 0 | 0 | 0 |  | 37200 | 731600
|  | 1711900 | 74400 | 729200 | 780000 | 1872000 | 5624000 | 2862000 |  | 13653500
KING | Transition to ES 2026
| Cafeteria Floor Repair | 200000 | [7 empty] | 200000
| Service, Switchgear, Panelboard, and Feeder Replacement |  |  |  |  | 1200000 | 1200000 |  |  | 2400000
| Floor Refinishing & Stair treads |  | 400000 | 400000 | 400000 |  |  |  |  | 1200000
| Ventilation Upgrades |  |  | 2000000 | 2000000 |  |  |  |  | 4000000
| Roof Replacement |  |  |  |  | 800000 |  |  |  | 800000
| Lockers & Display Boards |  |  |  |  | 400000 |  |  |  | 400000
| Lighting Upgrades |  |  |  |  | 1100000 | 1100000 |  |  | 2200000
| Exterior Envelope Improvements and Window Replacement | [5 empty] | 1200000 | 1200000 |  | 2400000
| Architectural / Engineering Design and Permits | 48000 | 288000 | 288000 | 420000 | 420000 | 144000 | 0 |  | 1608000
| Contingency Fund / Change Orders | 12000 | 24000 | 144000 | 144000 | 210000 | 210000 | 72000 |  | 816000 | 16024000
| ES Science Room (FRFP) |  | 240000 | [6 empty] | 240000
| ES Gifted Room (FRFP) |  | 100000 | [6 empty] | 100000
| Architectural / Engineering Design and Permits (FRFP) | 40800 | 0 | 0 | 0 | 0 | 0 | 0 |  | 40800
| Contingency Fund / Change Orders (FRFP) | 0 | 20400 | 0 | 0 | 0 | 0 | 0 |  | 20400 | 401200
|  | 300800 | 1072400 | 2832000 | 2964000 | 4130000 | 3854000 | 1272000 |  | 16425200
KNOXVILLE | CLOSED 2006, Warehouse
| No work planned | [8 empty] | 0
|  | 0 | 0 | 0 | 0 | 0 | 0 | 0 |  | 0 | 0
LANGLEY | Transition to ES 2026
| AHU Replacement - Main Office |  | 150000 | [6 empty] | 150000
| Walk-In Cooler & Freezers |  | 250000 | [6 empty] | 250000
| Stair Treads |  |  | 200000 | 200000 |  |  |  |  | 400000
| Loading Docks Rehabilitation and Storm Piping |  |  |  | 350000 |  |  |  |  | 350000
| Gym Bleacher Replacement | [5 empty] | 1500000 |  |  | 1500000
| Plaster Replacement | [6 empty] | 1000000 |  | 1000000
| Architectural / Engineering Design and Permits | 48000 | 24000 | 66000 | 0 | 180000 | 120000 | 0 |  | 438000
| Contingency Fund / Change Orders | 0 | 24000 | 12000 | 33000 | 0 | 90000 | 60000 |  | 219000 | 4307000
| Teacher Center (FRFP) |  | 150000 | [6 empty] | 150000
| ES Music Room (FRFP) |  | 50000 | [6 empty] | 50000
| ES Gifted Room (FRFP) |  | 100000 | [6 empty] | 100000
| Architectural / Engineering Design and Permits (FRFP) | 36000 | 0 | 0 | 0 | 0 | 0 | 0 |  | 36000
| Contingency Fund / Change Orders (FRFP) | 0 | 18000 | 0 | 0 | 0 | 0 | 0 |  | 18000 | 354000
|  | 84000 | 766000 | 278000 | 583000 | 180000 | 1710000 | 1060000 |  | 4661000
LIBERTY | ES
| Roof Replacement | 800000 | [7 empty] | 800000
| Building Automation Controls |  | 301000 | [6 empty] | 301000
| Retaining Walls, Fencing, and Site Drainage |  |  |  | 500000 |  |  |  |  | 500000
| Window Replacement |  |  |  | 1000000 |  |  |  |  | 1000000
| Architectural / Engineering Design and Permits | 36120 | 0 | 180000 | 0 | 0 | 0 | 0 |  | 216120
| Contingency Fund / Change Orders | 48000 | 18060 | 0 | 90000 | 0 | 0 | 0 |  | 156060 | 2973180
| ES Science Room (FRFP) |  |  | 240000 | [5 empty] | 240000
| ES Gifted Room (FRFP) |  |  | 100000 | [5 empty] | 100000
| Architectural / Engineering Design and Permits (FRFP) | 0 | 40800 | 0 | 0 | 0 | 0 | 0 |  | 40800
| Contingency Fund / Change Orders (FRFP) | 0 | 0 | 20400 | 0 | 0 | 0 | 0 |  | 20400 | 401200
|  | 884120 | 359860 | 540400 | 1590000 | 0 | 0 | 0 |  | 3374380
LINCOLN | ES
| Gym & Cafeteria AC |  | 1500000 | [6 empty] | 1500000
| Site Improvements and Stormwater Management | [5 empty] | 450000 |  |  | 450000
| Architectural / Engineering Design and Permits | 180000 | 0 | 0 | 0 | 54000 | 0 | 0 |  | 234000
| Contingency Fund / Change Orders | 0 | 90000 | 0 | 0 | 0 | 27000 | 0 |  | 117000 | 2301000
| ES Science Room (FRFP) |  |  | 240000 | [5 empty] | 240000
| ES Gifted Room (FRFP) |  |  | 100000 | [5 empty] | 100000
| Architectural / Engineering Design and Permits (FRFP) | 0 | 40800 | 0 | 0 | 0 | 0 | 0 |  | 40800
| Contingency Fund / Change Orders (FRFP) | 0 | 0 | 20400 | 0 | 0 | 0 | 0 |  | 20400 | 401200
|  | 180000 | 1630800 | 360400 | 0 | 54000 | 477000 | 0 |  | 2702200
LINDEN | ES, Montessori relocation 2026
| Building Automation Controls |  | 360000 | [6 empty] | 360000
| Fire Alarm System Upgrade |  |  | 60000 | [5 empty] | 60000
| Security System Upgrade |  |  | 120000 | [5 empty] | 120000
| PA System Upgrade |  |  |  | 45000 |  |  |  |  | 45000
| Gym Ceiling / Lighting / Sound System |  |  |  |  | 600000 |  |  |  | 600000
| Window Replacement | [5 empty] | 700000 |  |  | 700000
| Masonry Restoration / Waterproofing | [6 empty] | 850000 |  | 850000
| Service, Switchgear, Panelboard, and Feeder Replacement | [6 empty] | 1700000 |  | 1700000
| Architectural / Engineering Design and Permits | 43200 | 21600 | 5400 | 72000 | 84000 | 306000 | 0 |  | 532200
| Contingency Fund / Change Orders | 0 | 21600 | 10800 | 2700 | 36000 | 42000 | 153000 |  | 266100 | 5233300
| ES Science Room (FRFP) |  | 240000 | [6 empty] | 240000
| ES Music Room (FRFP) |  | 50000 | [6 empty] | 50000
| ES Gifted Room (FRFP) |  | 100000 | [6 empty] | 100000
| Architectural / Engineering Design and Permits (FRFP) | 46800 | 0 | 0 | 0 | 0 | 0 | 0 |  | 46800
| Contingency Fund / Change Orders (FRFP) | 0 | 23400 | 0 | 0 | 0 | 0 | 0 |  | 23400 | 460200
|  | 90000 | 816600 | 196200 | 119700 | 720000 | 1048000 | 2703000 |  | 5693500
MANCHESTER | Close 2026
| No Work Planned (FRFP) | [8 empty] | 0
| Architectural / Engineering Design and Permits | 0 | 0 | 0 | 0 | 0 | 0 | 0 |  | 0
| Contingency Fund / Change Orders | 0 | 0 | 0 | 0 | 0 | 0 | 0 |  | 0
|  | 0 | 0 | 0 | 0 | 0 | 0 | 0 |  | 0 | 0
MIFFLIN | Transition to ES 2026
| Building Automation Controls (DCED PSFI Grant) | 544000 | [7 empty] | 544000
| Fire Alarm System Upgrade |  |  | 60000 | [5 empty] | 60000
| Underground Storage Tank Removal | [5 empty] | 500000 |  |  | 500000
| Architectural / Engineering Design and Permits | 0 | 7200 | 0 | 0 | 60000 | 0 | 0 |  | 67200
| Contingency Fund / Change Orders | 32640 | 0 | 3600 | 0 | 0 | 30000 | 0 |  | 66240 | 1237440
| ES Gifted Room (FRFP) |  | 100000 | [6 empty] | 100000
| Architectural / Engineering Design and Permits (FRFP) | 12000 | 0 | 0 | 0 | 0 | 0 | 0 |  | 12000
| Contingency Fund / Change Orders (FRFP) | 0 | 6000 | 0 | 0 | 0 | 0 | 0 |  | 6000 | 118000
|  | 588640 | 113200 | 63600 | 0 | 60000 | 530000 | 0 |  | 1355440
MILLER @ MCKELVY | Close 2026
| No Work Planned (FRFP) | [8 empty] | 0
| Architectural / Engineering Design and Permits | 0 | 0 | 0 | 0 | 0 | 0 | 0 |  | 0
| Contingency Fund / Change Orders | 0 | 0 | 0 | 0 | 0 | 0 | 0 |  | 0
|  | 0 | 0 | 0 | 0 | 0 | 0 | 0 |  | 0 | 0
MILLIONES | Transition to MS 2026
| HVAC Renovation (BAC, Boilers & AC) |  |  |  |  | 2500000 |  |  |  | 2500000
| Finish Flooring Replacement | [5 empty] | 200000 |  |  | 200000
| Plaster Replacement | [6 empty] | 2000000 |  | 2000000
| Architectural / Engineering Design and Permits | 0 | 0 | 0 | 300000 | 24000 | 240000 | 0 |  | 564000
| Contingency Fund / Change Orders | 0 | 0 | 0 | 0 | 150000 | 12000 | 120000 |  | 282000 | 5546000
| MS Art Classroom (FRFP) |  | 175000 | [6 empty] | 175000
| MS Music Room (FRFP) |  | 50000 | [6 empty] | 50000
| MS CTE Room (FRFP) |  | 50000 | [6 empty] | 50000
| MS Maker Space (FRFP) |  | 100000 | [6 empty] | 100000
| Architectural / Engineering Design and Permits (FRFP) | 45000 | 0 | 0 | 0 | 0 | 0 | 0 |  | 45000
| Contingency Fund / Change Orders (FRFP) | 0 | 22500 | 0 | 0 | 0 | 0 | 0 |  | 22500 | 442500
|  | 45000 | 397500 | 0 | 300000 | 2674000 | 452000 | 2120000 |  | 5988500
MINADEO | ES
| Restroom ADA Renovations |  |  | 350000 | [5 empty] | 350000
| Window Replacement |  |  |  | 800000 |  |  |  |  | 800000
| Finish Flooring Replacement | [5 empty] | 100000 |  |  | 100000
| Architectural / Engineering Design and Permits | 0 | 42000 | 96000 | 0 | 12000 | 0 | 0 |  | 150000
| Contingency Fund / Change Orders | 0 | 0 | 21000 | 48000 | 0 | 6000 | 0 |  | 75000 | 1475000
| ES Science Room (FRFP) |  |  | 240000 | [5 empty] | 240000
| ES Gifted Room (FRFP) |  |  | 100000 | [5 empty] | 100000
| Architectural / Engineering Design and Permits (FRFP) | 0 | 40800 | 0 | 0 | 0 | 0 | 0 |  | 40800
| Contingency Fund / Change Orders (FRFP) | 0 | 0 | 20400 | 0 | 0 | 0 | 0 |  | 20400 | 401200
|  | 0 | 82800 | 827400 | 848000 | 12000 | 106000 | 0 |  | 1876200
MORROW PRIMARY | Close 2026
| No Work Planned (FRFP) | [8 empty] | 0
| Architectural / Engineering Design and Permits | 0 | 0 | 0 | 0 | 0 | 0 | 0 |  | 0
| Contingency Fund / Change Orders | 0 | 0 | 0 | 0 | 0 | 0 | 0 |  | 0
|  | 0 | 0 | 0 | 0 | 0 | 0 | 0 |  | 0 | 0
MORROW @ Rooney | Transition to ES 2026
| HVAC Renovation (BAC, Boilers & AC) |  | 3250000 | 3250000 | [5 empty] | 6500000
| Restroom Renovations |  |  | 900000 | [5 empty] | 900000
| Building Automation Controls |  |  |  | 1063000 |  |  |  |  | 1063000
| Architectural / Engineering Design and Permits | 390000 | 498000 | 127560 | 0 | 0 | 0 | 0 |  | 1015560
| Contingency Fund / Change Orders | 0 | 195000 | 249000 | 63780 | 0 | 0 | 0 |  | 507780 | 9986340
| ES Music Room (FRFP) |  | 50000 | [6 empty] | 50000
| ES Gifted Room (FRFP) |  | 100000 | [6 empty] | 100000
| Architectural / Engineering Design and Permits (FRFP) | 18000 | 0 | 0 | 0 | 0 | 0 | 0 |  | 18000
| Contingency Fund / Change Orders (FRFP) | 0 | 9000 | 0 | 0 | 0 | 0 | 0 |  | 9000 | 177000
|  | 408000 | 4102000 | 4526560 | 1126780 | 0 | 0 | 0 |  | 10163340
NORTHVIEW | Open 2028
| Full Building Renovation (FRFP) |  | 15000000 | 15000000 | [5 empty] | 30000000
| Architectural / Engineering Design and Permits (FRFP) | 1800000 | 1800000 | 0 | 0 | 0 | 0 | 0 |  | 3600000
| Contingency Fund / Change Orders (FRFP) | 0 | 900000 | 900000 | 0 | 0 | 0 | 0 |  | 1800000
|  | 1800000 | 17700000 | 15900000 | 0 | 0 | 0 | 0 |  | 35400000 | 35400000
OBAMA | Transition to HS 2026
| Pool Lighting | 180000 | [7 empty] | 180000
| Finish Flooring Replacement (PDE ER Grant) | 500000 | 500000 | [6 empty] | 1000000
| Mechanical Renovation | 1400000 | 3000000 | 3000000 | 3000000 | 3000000 | 3000000 |  |  | 16400000
| Roof Replacement | 1250000 | 1250000 | 1250000 | [5 empty] | 3750000
| Service, Switchgear, Panelboard, and Feeder Replacement | [5 empty] | 1500000 | 1500000 |  | 3000000
| Backflow Preventors for Fire System |  | 150000 | [6 empty] | 150000
| Building Automation Controls |  |  | 1600000 | [5 empty] | 1600000
| Kitchen Exhaust Hoods |  |  |  | 220000 |  |  |  |  | 220000
| Architectural / Engineering Design and Permits | 588000 | 702000 | 386400 | 360000 | 540000 | 180000 | 0 |  | 2756400
| Contingency Fund / Change Orders | 199800 | 294000 | 351000 | 193200 | 180000 | 270000 | 90000 |  | 1578000
|  | 4117800 | 5896000 | 6587400 | 3773200 | 3720000 | 4950000 | 1590000 |  | 30634400 | 30634400
OLIVER | TBD
| Track Resurfacing |  | 100000 | [6 empty] | 100000
| Field - Replace Water Service and Backflow Manifold |  |  | 150000 | [5 empty] | 150000
| Replace Pool Filtration System and Pool Repairs |  |  |  | 200000 |  |  |  |  | 200000
| Emergency Generator Replacement | [6 empty] | 615000 |  | 615000
| Architectural / Engineering Design and Permits | 12000 | 18000 | 24000 | 0 | 0 | 73800 | 0 |  | 127800
| Contingency Fund / Change Orders | 0 | 6000 | 9000 | 12000 | 0 | 0 | 36900 |  | 63900
|  | 12000 | 124000 | 183000 | 212000 | 0 | 73800 | 651900 |  | 1256700 | 1256700
PERRY | HS
| School Monument Sign | 35000 | [7 empty] | 35000
| Gym & Pool Lighting | 250000 | [7 empty] | 250000
| Replace Pool Filtration System |  | 250000 | [6 empty] | 250000
| Masonry and Soffit Repair |  | 750000 | 750000 | [5 empty] | 1500000
| Stair Tread Replacement |  | 200000 | 200000 | [5 empty] | 400000
| Panelboard/Feeder Replacement | [5 empty] | 1500000 | 1500000 |  | 3000000
| Biology Lab Renovations |  |  | 1200000 | [5 empty] | 1200000
| Ventilation Upgrades |  |  | 3000000 | [5 empty] | 3000000
| Walk-in Cooler Freezers |  |  | 250000 | [5 empty] | 250000
| Building Automation Controls |  |  |  | 590000 |  |  |  |  | 590000
| Underground Storage Tank Removal |  |  |  |  | 500000 |  |  |  | 500000
| Plaster Replacement | [5 empty] | 2000000 |  |  | 2000000
| Field House Replacement | [5 empty] | 1250000 |  |  | 1250000
| Architectural / Engineering Design and Permits | 144000 | 648000 | 70800 | 60000 | 570000 | 180000 | 0 |  | 1672800
| Contingency Fund / Change Orders | 17100 | 72000 | 324000 | 35400 | 30000 | 285000 | 90000 |  | 853500
|  | 446100 | 1920000 | 5794800 | 685400 | 1100000 | 5215000 | 1590000 |  | 16751300 | 16751300
PHILLIPS | ES
| Main Water Service Regulators and Backflow Preventors |  | 175000 | [6 empty] | 175000
| Architectural / Engineering Design and Permits | 21000 | 0 | 0 | 0 | 0 | 0 | 0 |  | 21000
| Contingency Fund / Change Orders | 0 | 10500 | 0 | 0 | 0 | 0 | 0 |  | 10500 | 206500
| ES Science Room (FRFP) |  |  | 240000 | [5 empty] | 240000
| ES Art Room (FRFP) |  |  | 175000 | [5 empty] | 175000
| ES Gifted Room (FRFP) |  |  | 100000 | [5 empty] | 100000
| Architectural / Engineering Design and Permits (FRFP) | 0 | 61800 | 0 | 0 | 0 | 0 | 0 |  | 61800
| Contingency Fund / Change Orders (FRFP) | 0 | 0 | 30900 | 0 | 0 | 0 | 0 |  | 30900 | 607700
|  | 21000 | 247300 | 545900 | 0 | 0 | 0 | 0 |  | 814200
PIONEER | SP
| Roof and Facia Replacement | 800000 | [7 empty] | 800000
| Playground / safety upgrades (PSE Funding) | 600000 | [7 empty] | 600000
| Replace Fire Protection Piping |  | 200000 | [6 empty] | 200000
| Building Automation Controls |  |  |  | 249000 |  |  |  |  | 249000
| Finish Flooring Replacement | [5 empty] | 400000 |  |  | 400000
| Architectural / Engineering Design and Permits | 24000 | 0 | 29880 | 0 | 48000 | 0 | 0 |  | 101880
| Contingency Fund / Change Orders | 84000 | 12000 | 0 | 14940 | 0 | 24000 | 0 |  | 134940
|  | 1508000 | 212000 | 29880 | 263940 | 48000 | 424000 | 0 |  | 2485820 | 2485820
PITTSBURGH MONTESSORI @ FRIENDSHIP | Close 2026
| No Work Planned (FRFP) | [8 empty] | 0
| Architectural / Engineering Design and Permits | 0 | 0 | 0 | 0 | 0 | 0 | 0 |  | 0
| Contingency Fund / Change Orders | 0 | 0 | 0 | 0 | 0 | 0 | 0 |  | 0
|  | 0 | 0 | 0 | 0 | 0 | 0 | 0 |  | 0 | 0
ROOSEVELT (New) | ES
| Office Area AHU Replacement |  |  | 150000 | [5 empty] | 150000
| Retaining Wall Repairs | 400000 | [7 empty] | 400000
| Architectural / Engineering Design and Permits | 0 | 18000 | 0 | 0 | 0 | 0 | 0 |  | 18000
| Contingency Fund / Change Orders | 24000 | 0 | 9000 | 0 | 0 | 0 | 0 |  | 33000 | 601000
| ES Science Room (FRFP) |  |  | 240000 | [5 empty] | 240000
| ES Music Room (FRFP) |  |  | 50000 | [5 empty] | 50000
| ES Gifted Room (FRFP) |  |  | 100000 | [5 empty] | 100000
| Architectural / Engineering Design and Permits (FRFP) | 0 | 46800 | 0 | 0 | 0 | 0 | 0 |  | 46800
| Contingency Fund / Change Orders (FRFP) | 0 | 0 | 23400 | 0 | 0 | 0 | 0 |  | 23400 | 460200
|  | 424000 | 64800 | 572400 | 0 | 0 | 0 | 0 |  | 1061200
ROOSEVELT (Old) | ECC
| ECC Site Improvements | 300000 | [7 empty] | 300000
| Window Replacement | 300000 | [7 empty] | 300000
| Security System Upgrade |  | 40000 | [6 empty] | 40000
| Water Meter Vault |  |  | 75000 | [5 empty] | 75000
| Restroom ADA Renovations |  |  |  |  | 350000 |  |  |  | 350000
| Architectural / Engineering Design and Permits | 4800 | 9000 | 0 | 42000 | 0 | 0 | 0 |  | 55800
| Contingency Fund / Change Orders | 36000 | 2400 | 4500 | 0 | 21000 | 0 | 0 |  | 63900
|  | 640800 | 51400 | 79500 | 42000 | 371000 | 0 | 0 |  | 1184700 | 1184700
SCHILLER | Close 2026
| No Work Planned (FRFP) | [8 empty] | 0
| Architectural / Engineering Design and Permits | 0 | 0 | 0 | 0 | 0 | 0 | 0 |  | 0
| Contingency Fund / Change Orders | 0 | 0 | 0 | 0 | 0 | 0 | 0 |  | 0
|  | 0 | 0 | 0 | 0 | 0 | 0 | 0 |  | 0 | 0
SCIENCE & TECHNOLOGY ACADEMY @ FRICK | Transition to HS 2026
| Building Automation Controls |  | 1310000 | [6 empty] | 1310000
| Mechanical Room Renovations |  | 1000000 | [6 empty] | 1000000
| Emergency Generator Replacement | 750000 | [7 empty] | 750000
| Air Conditioning (Partial) |  |  |  |  | 3100000 |  |  |  | 3100000
| Gym Bleacher Replacement | [5 empty] | 500000 |  |  | 500000
| Finish Flooring and Multi-Purpose Ceiling Replacement | [5 empty] | 500000 |  |  | 500000
| Architectural / Engineering Design and Permits | 277200 | 0 | 0 | 372000 | 120000 | 0 | 0 |  | 769200
| Contingency Fund / Change Orders | 45000 | 138600 | 0 | 0 | 186000 | 60000 | 0 |  | 429600
|  | 1072200 | 2448600 | 0 | 372000 | 3406000 | 1060000 | 0 |  | 8358800 | 8358800
SERVICE CENTER
| Ventilation Upgrades | 250000 | 250000 | [6 empty] | 500000
| Underground Storage Tank Replacement |  | 500000 | [6 empty] | 500000
| Water and Fire Protection Valves and Backflow Preventors |  |  | 150000 | [5 empty] | 150000
| Finish Flooring Replacement |  |  |  | 150000 |  |  |  |  | 150000
| Emergency Generator Replacement |  | 250000 | [6 empty] | 250000
| Plant Operations relocation/Transportation Renovations |  |  |  |  | 200000 |  |  |  | 200000
| Architectural / Engineering Design and Permits | 120000 | 18000 | 18000 | 24000 | 0 | 0 | 0 |  | 180000
| Contingency Fund / Change Orders | 15000 | 60000 | 9000 | 9000 | 12000 | 0 | 0 |  | 105000
|  | 385000 | 1078000 | 177000 | 183000 | 212000 | 0 | 0 |  | 2035000 | 2035000
SOUTH ANNEX | TBD, Online Academy relocation to Greenway
| Emergency Generator Replacement |  | 130000 | [6 empty] | 130000
| Architectural / Engineering Design and Permits | 15600 | 0 | 0 | 0 | 0 | 0 | 0 |  | 15600
| Contingency Fund / Change Orders | 0 | 7800 | 0 | 0 | 0 | 0 | 0 |  | 7800
|  | 15600 | 137800 | 0 | 0 | 0 | 0 | 0 |  | 153400 | 153400
SOUTH BROOK | End School Program 2026
| No Work Planned (FRFP) | [8 empty] | 0
| Architectural / Engineering Design and Permits | 0 | 0 | 0 | 0 | 0 |  |  |  | 0
| Contingency Fund / Change Orders | 0 | 0 | 0 | 0 | 0 | 0 |  |  | 0
|  | 0 | 0 | 0 | 0 | 0 | 0 |  |  | 0 | 0
SOUTH HILLS MIDDLE | End School Program 2026
No Work Planned (FRFP) - SEE BRASHEAR
| Architectural / Engineering Design and Permits | 0 | 0 | 0 | 0 | 0 |  |  |  | 0
| Contingency Fund / Change Orders | 0 | 0 | 0 | 0 | 0 | 0 |  |  | 0
|  | 0 | 0 | 0 | 0 | 0 | 0 |  |  | 0 | 0
SPRING GARDEN | ECC
| Code Upgrades and Demountable Demolition | 1200000 | [7 empty] | 1200000
| Service, Switchgear, Panelboard, and Feeder Replacement |  |  |  | 250000 |  |  |  |  | 250000
| Building Automation Controls |  | 170300 | [6 empty] | 170300
| Flooring, Ceiling and Lighting Upgrades |  |  |  |  | 750000 |  |  |  | 750000
| Architectural / Engineering Design and Permits | 20436 | 0 | 30000 | 90000 | 0 | 0 | 0 |  | 140436
| Contingency Fund / Change Orders | 72000 | 10218 | 0 | 15000 | 45000 | 0 | 0 |  | 142218
|  | 1292436 | 180518 | 30000 | 355000 | 795000 | 0 | 0 |  | 2652954 | 2652954
SPRING HILL | Close Spring 2028
| No Work Planned (FRFP) | [8 empty] | 0
| Architectural / Engineering Design and Permits | 0 | 0 | 0 | 0 | 0 | 0 | 0 |  | 0
| Contingency Fund / Change Orders | 0 | 0 | 0 | 0 | 0 | 0 |  |  | 0
|  | 0 | 0 | 0 | 0 | 0 | 0 | 0 |  | 0 | 0
STERRETT | MS
| Emergency Generator Replacement | 500000 | [7 empty] | 500000
| Storm WaterPpiping to Street |  | 175000 | [6 empty] | 175000
| Window Replacement / Masonry |  |  | 1200000 | [5 empty] | 1200000
| HVAC Renovation Incl. AC. |  |  |  | 3000000 | 3000000 | 3000000 |  |  | 9000000
| Architectural / Engineering Design and Permits | 21000 | 144000 | 360000 | 360000 | 360000 | 0 | 0 |  | 1245000
| Contingency Fund / Change Orders | 30000 | 10500 | 72000 | 180000 | 180000 | 180000 | 0 |  | 652500 | 12772500
| MS Science Classrooms (FRFP) |  | 320000 | [6 empty] | 320000
| Architectural / Engineering Design and Permits (FRFP) | 38400 | 0 | 0 | 0 | 0 | 0 | 0 |  | 38400
| Contingency Fund / Change Orders (FRFP) | 0 | 19200 | 0 | 0 | 0 | 0 | 0 |  | 19200 | 377600
|  | 589400 | 668700 | 1632000 | 3540000 | 3540000 | 3180000 | 0 |  | 13150100
STUDENT ACHIEVEMENT CENTER | Close 2026
| No Work Planned (FRFP) | [8 empty] | 0
| Architectural / Engineering Design and Permits | 0 | 0 | 0 | 0 | 0 | 0 | 0 |  | 0
| Contingency Fund / Change Orders | 0 | 0 | 0 | 0 | 0 | 0 | 0 |  | 0
|  | 0 | 0 | 0 | 0 | 0 | 0 | 0 |  | 0 | 0
SUNNYSIDE | Transition to ES 2026
| Emergency Generator Replacement | 400000 | [7 empty] | 400000
| Finish Flooring Replacement (PDE ER Grant) |  | 600000 | [6 empty] | 600000
| PA System Upgrade |  |  | 55000 | [5 empty] | 55000
| Security System Upgrades |  |  | 120000 | [5 empty] | 120000
| ADA Restrooms / Teachers Room Renovations |  |  |  | 1000000 |  |  |  |  | 1000000
| Architectural / Engineering Design and Permits | 72000 | 21000 | 120000 | 0 | 0 | 0 | 0 |  | 213000
| Contingency Fund / Change Orders | 24000 | 36000 | 10500 | 60000 | 0 | 0 | 0 |  | 130500 | 2518500
| ES Science Room (FRFP) |  | 240000 | [6 empty] | 240000
| ES Gifted Room (FRFP) |  | 100000 | [6 empty] | 100000
| Architectural / Engineering Design and Permits (FRFP) | 40800 | 0 | 0 | 0 | 0 | 0 | 0 |  | 40800
| Contingency Fund / Change Orders (FRFP) | 0 | 20400 | 0 | 0 | 0 | 0 | 0 |  | 20400 | 401200
|  | 536800 | 1017400 | 305500 | 1060000 | 0 | 0 | 0 |  | 2919700
WEIL | ES
| Building Automation Controls (DCED PSFI Grant) | 600000 | [7 empty] | 600000
| Asphalt Paving / Drainage |  | 200000 | [6 empty] | 200000
| Security System Upgrades |  | 150000 | [6 empty] | 150000
| HVAC Renovation/ Air Conditioning |  |  |  |  | 3000000 | 3000000 |  |  | 6000000
| Architectural / Engineering Design and Permits | 42696.7296 | 5806.08 | 48384 | 403200 | 360000 | 0 | 0 |  | 860086.8096
| Contingency Fund / Change Orders | 36000 | 21000 | 0 | 0 | 180000 | 180000 | 0 |  | 417000 | 8227086.8096
| ES Science Room (FRFP) |  | 240000 | [6 empty] | 240000
| ES Gifted Room (FRFP) |  | 100000 | [6 empty] | 100000
| Architectural / Engineering Design and Permits (FRFP) | 40800 | 0 | 0 | 0 | 0 | 0 | 0 |  | 40800
| Contingency Fund / Change Orders (FRFP) | 0 | 20400 | 0 | 0 | 0 | 0 | 0 |  | 20400 | 401200
|  | 719496.7296 | 737206.08 | 48384 | 403200 | 3540000 | 3180000 | 0 |  | 8628286.8096
WEST LIBERTY | ES
| Fire Alarm System upgrades | 70000 | [7 empty] | 70000
| Security System Upgrade |  | 100000 | [6 empty] | 100000
| Architectural / Engineering Design and Permits | 12000 | 0 | 0 | 0 | 0 | 0 | 0 |  | 12000
| Contingency Fund / Change Orders | 4200 | 6000 | 0 | 0 | 0 | 0 | 0 |  | 10200 | 192200
| ES Gifted Room (FRFP) |  |  | 100000 | [5 empty] | 100000
| Architectural / Engineering Design and Permits (FRFP) | 0 | 12000 | 0 | 0 | 0 | 0 | 0 |  | 12000
| Contingency Fund / Change Orders (FRFP) | 0 | 0 | 6000 | 0 | 0 | 0 | 0 |  | 6000 | 118000
|  | 86200 | 118000 | 106000 | 0 | 0 | 0 | 0 |  | 310200
WESTINGHOUSE | Transition to HS 2026
| Stair Tread Replacement | 200000 | [7 empty] | 200000
| Ground Floor Structural Repairs |  | 150000 | [6 empty] | 150000
| Building Automation Controls (DCED PSFI Grant) |  | 1703000 | [6 empty] | 1703000
| Gym Bleacher Replacement |  |  |  | 1000000 |  |  |  |  | 1000000
| Replace Rain Conductors |  |  |  | 175000 |  |  |  |  | 175000
| Field Storage Shed |  |  |  |  | 200000 |  |  |  | 200000
| Field House Renovations | [5 empty] | 1200000 |  |  | 1200000
| Architectural / Engineering Design and Permits | 222360 | 0 | 141000 | 24000 | 144000 | 0 | 0 |  | 531360
| Contingency Fund / Change Orders | 12000 | 111180 | 0 | 70500 | 12000 | 72000 | 0 |  | 277680
|  | 434360 | 1964180 | 141000 | 1269500 | 356000 | 1272000 | 0 |  | 5437040 | 5437040
WESTWOOD | ES
| Fire Alarm System Upgrades | 110000 | [7 empty] | 110000
| Finish Flooring Replacement (PDE ER Grant) | 565000 | 565000 | [6 empty] | 1130000
| Exterior Canopy Refurbishment |  | 325000 | [6 empty] | 325000
| PA System Upgrade |  |  |  | 55000 |  |  |  |  | 55000
| Cafeteria Improvements |  |  |  |  | 1200000 |  |  |  | 1200000
| Architectural / Engineering Design and Permits | 106800 | 0 | 6600 | 144000 | 0 | 0 | 0 |  | 257400
| Contingency Fund / Change Orders | 40500 | 53400 | 0 | 3300 | 72000 | 0 | 0 |  | 169200 | 3246600
| ES Science Room (FRFP) |  |  | 240000 | [5 empty] | 240000
| ES Gifted Room (FRFP) |  |  | 100000 | [5 empty] | 100000
| Architectural / Engineering Design and Permits (FRFP) | 0 | 40800 | 0 | 0 | 0 | 0 | 0 |  | 40800
| Contingency Fund / Change Orders (FRFP) | 0 | 0 | 20400 | 0 | 0 | 0 | 0 |  | 20400 | 401200
|  | 822300 | 984200 | 367000 | 202300 | 1272000 | 0 | 0 |  | 3647800
WHITTIER | ES
| PA System Upgrades |  |  |  | 40000 |  |  |  |  | 40000
| Security System Upgrades |  |  |  | 75000 |  |  |  |  | 75000
| Finish Flooring Replacement |  |  |  |  | 300000 |  |  |  | 300000
| Masonry Restoration |  |  |  |  | 750000 |  |  |  | 750000
| Concrete and Asphalt Paving / Steps / UST Removal | [5 empty] | 1200000 |  |  | 1200000
| Architectural / Engineering Design and Permits | 0 | 0 | 13800 | 126000 | 144000 | 0 | 0 |  | 283800
| Contingency Fund / Change Orders | 0 | 0 | 0 | 6900 | 63000 | 72000 | 0 |  | 141900 | 2790700
| ES Science Room (FRFP) |  |  | 240000 | [5 empty] | 240000
| ES Gifted Room (FRFP) |  |  | 100000 | [5 empty] | 100000
| Architectural / Engineering Design and Permits (FRFP) | 0 | 40800 | 0 | 0 | 0 | 0 | 0 |  | 40800
| Contingency Fund / Change Orders (FRFP) | 0 | 0 | 20400 | 0 | 0 | 0 | 0 |  | 20400 | 401200
|  | 0 | 40800 | 374200 | 247900 | 1257000 | 1272000 | 0 |  | 3191900
WOOLSLAIR | Close 2026
| No Work Planned (FRFP) | [8 empty] | 0
| Architectural / Engineering Design and Permits | 0 | 0 | 0 | 0 | 0 | 0 | 0 | 0 | 0
| Contingency Fund / Change Orders | 0 | 0 | 0 | 0 | 0 | 0 | 0 |  | 0
|  | 0 | 0 | 0 | 0 | 0 | 0 | 0 |  | 0 | 0
PROJECTS BY SCHOOL - SUBTOTAL |  | 40305562.7296 | 65999344.08 | 72613844 | 59060630 | 67215700 | 53525100 | 36426900 | 0 | 395147080.8096 | 215136104
VARIOUS SCHOOLS | AHERA Re-Inspection |  | 350000 |  |  | 350000 |  |  |  | 700000
VARIOUS SCHOOLS | Air Conditioning - Small Systems / Refrigeration Systems | 100000 | 100000 | 100000 | 100000 | 100000 | 100000 | 100000 |  | 700000
VARIOUS SCHOOLS | Architectural / Engineering Consultants | 500000 | 500000 | 500000 | 500000 | 500000 | 500000 | 500000 |  | 3500000
VARIOUS SCHOOLS | Asphalt / Concrete Paving | 200000 | 200000 | 200000 | 200000 | 200000 | 200000 | 200000 |  | 1400000
VARIOUS SCHOOLS | Athletics Upgrades | 350000 | 100000 | 100000 | 100000 | 100000 | 100000 | 100000 |  | 950000
VARIOUS SCHOOLS | Chemical Management | 50000 | 50000 | 50000 | 50000 | 50000 | 50000 | 50000 |  | 350000
VARIOUS SCHOOLS | Closed Building Maintenance | 100000 | 250000 | 250000 | 250000 | 250000 | 250000 | 250000 |  | 1600000
VARIOUS SCHOOLS | Construction Supervisors | 325000 | 325000 | 325000 | 325000 | 325000 | 325000 | 325000 |  | 2275000
VARIOUS SCHOOLS | Cycle Painting | 100000 | 100000 | 100000 | 100000 | 100000 | 100000 | 100000 |  | 700000
VARIOUS SCHOOLS | Elevator Design / Repairs / Modernization | 250000 | 500000 | 500000 | 500000 | 500000 | 500000 | 500000 |  | 3250000
VARIOUS SCHOOLS | Emergency Generator Replacement | 350000 | 350000 | 350000 | 350000 | 350000 | 350000 | 350000 |  | 2450000
VARIOUS SCHOOLS | Environmental Remediation for Below Grade Tanks | 50000 | 50000 | 50000 | 50000 | 50000 | 50000 | 50000 |  | 350000
VARIOUS SCHOOLS | Environmental Testing, Monitoring, Repairs and Restoration | 600000 | 600000 | 850000 | 850000 | 850000 | 850000 | 850000 |  | 5450000
VARIOUS SCHOOLS | Extraordinary Maintenance Projects - Electrical | 200000 | 200000 | 200000 | 200000 | 200000 | 200000 | 200000 |  | 1400000
VARIOUS SCHOOLS | Extraordinary Maintenance Projects - General (Large) | 1000000 | 1000000 | 1000000 | 1000000 | 1000000 | 1000000 | 1000000 |  | 7000000
VARIOUS SCHOOLS | Extraordinary Maintenance Projects - Masonry | 800000 | 800000 | 800000 | 800000 | 800000 | 800000 | 800000 |  | 5600000
VARIOUS SCHOOLS | Extraordinary Maintenance Projects - Roofing | 400000 | 400000 | 400000 | 400000 | 400000 | 400000 | 400000 |  | 2800000
VARIOUS SCHOOLS | Fire Alarm System Upgrades | 150000 | 150000 | 150000 | 150000 | 150000 | 150000 | 150000 |  | 1050000
VARIOUS SCHOOLS | Flooring | 100000 | 100000 | 100000 | 100000 | 100000 | 100000 | 100000 |  | 700000
VARIOUS SCHOOLS | Food Service Upgrades | 200000 | 200000 | 200000 | 200000 | 200000 | 200000 | 200000 |  | 1400000
VARIOUS SCHOOLS | Interior Bleacher Repairs | 80000 | 80000 | 80000 | 80000 | 80000 | 80000 | 80000 |  | 560000
VARIOUS SCHOOLS | Lead and Water Testing |  |  | 300000 |  |  | 300000 | 300000 |  | 900000
VARIOUS SCHOOLS | PA System Upgrades | 20000 | 100000 | 100000 | 100000 | 100000 | 100000 | 100000 |  | 620000
VARIOUS SCHOOLS | Playground Repairs & Replacement | 250000 | 250000 | 250000 | 250000 | 250000 | 250000 | 250000 |  | 1750000
VARIOUS SCHOOLS | Plumbing Replacement Projects | 150000 | 150000 | 150000 | 150000 | 150000 | 150000 | 150000 |  | 1050000
VARIOUS SCHOOLS | RHVAC Testing / Balancing / Commissioning | 200000 | 200000 | 200000 | 200000 | 200000 | 200000 | 200000 |  | 1400000
VARIOUS SCHOOLS | Security System Upgrades | 50000 | 500000 | 500000 | 500000 | 500000 | 500000 | 500000 |  | 3050000
VARIOUS SCHOOLS | Signage | 50000 | 50000 | 50000 | 50000 | 50000 | 50000 | 50000 |  | 350000
VARIOUS SCHOOLS | Specialized Technical Services (Concrete, Soils, Radon) | 75000 | 75000 | 75000 | 75000 | 75000 | 75000 | 75000 |  | 525000
VARIOUS SCHOOLS | Stage Rigging / Curtain Repairs | 90000 | 90000 | 90000 | 90000 | 90000 | 90000 | 90000 |  | 630000
VARIOUS SCHOOLS | Walk-in Coolers and Freezers | 400000 | 400000 | 400000 | 400000 | 400000 | 400000 | 400000 |  | 2800000
VARIOUS SCHOOLS | Water Cooler Replacement |  | 600000 | [6 empty] | 600000
VARIOUS SCHOOLS - SUBTOTAL |  | 7190000 | 8820000 | 8420000 | 8120000 | 8470000 | 8420000 | 8420000 |  | 57860000
Yearly Program Totals |  | 47495562.7296 | 74819344.08 | 81033844 | 67180630 | 75685700 | 61945100 | 44846900 |  | 453007080.8096 | 453007080.8096
| DCED Public School Facility Improvement Grant | 4084000 | 2771000 | 0 | 0 | 0 | 0 | 0
| 75 % Grant Funded | 3063000 | 2078250 | 0 | 0 | 0 | 0 | 0 |  | 5141250
| PDE Environmental Repairs Grant | 1565000 | 2765000 | 600000 | 0 | 0 | 0 | 0
| 50 % Grant Funded | 782500 | 1382500 | 300000 | 0 | 0 | 0 | 0 |  | 2465000
| Solar 4 Schools Grant | 2400000 | 0 | 0 | 0 | 0 | 0 | 0 |  | 2400000
| Grant Funding | 600000 | [7 empty] | 600000
| 30% Federal Subsidy | 0 | 720000 | 0 | 0 | 0 | 0 | 0 |  | 720000
| Other Departmental Funding | 600000 | 0 | 0 | 0 | 0 | 0 | 0 |  | 600000
| Total Outside Funding | 5045500 | 4180750 | 300000 | 0 | 0 | 0 | 0 |  | 9526250
| FRFP Plan Project Cost | 0 | 20590000 | 20625000 | 0 | 0 | 0 | 0 | 0 | 41215000
| FRFP Plan A/E Cost | 2470800 | 2475000 | 0 | 0 | 0 | 0 | 0 |  | 4945800
| FRFP Plan Contingency | 0 | 1235400 | 1237500 | 0 | 0 | 0 | 0 |  | 2472900
| FRFP Total | 2470800 | 24300400 | 21862500 | 0 | 0 | 0 | 0 |  | 48633700
Yearly Program Totals Less Grant/Departmental Funding |  | 42450062.7296 | 70638594.08 | 80733844 | 67180630 | 75685700 | 61945100 | 44846900 |  | 443480830.8096
| Capital cost less FRFP costs | 39979262.7296 | 46338194.08 | 58871344 | 67180630 | 75685700 | 61945100 | 44846900 | 0 | 394847130.8096
Note on D45: [Threaded comment] Your version of Excel allows you to read this threaded comment; however, any edits to it will get removed if the file is opened in a newer version of Excel. Learn more: https://go.microsoft.com/fwlink/?linkid=870924 Comment: should this be a different color? Reply: This is dark teal and appears lighter on different displays. We can make it purple if that would make it easier to see.
Note on G116: [Threaded comment] Your version of Excel allows you to read this threaded comment; however, any edits to it will get removed if the file is opened in a newer version of Excel. Learn more: https://go.microsoft.com/fwlink/?linkid=870924 Comment: Why is the AE work the samr cost as the project?
Note on H116: [Threaded comment] Your version of Excel allows you to read this threaded comment; however, any edits to it will get removed if the file is opened in a newer version of Excel. Learn more: https://go.microsoft.com/fwlink/?linkid=870924 Comment: Why is the AE work the samr cost as the project?
Note on I116: [Threaded comment] Your version of Excel allows you to read this threaded comment; however, any edits to it will get removed if the file is opened in a newer version of Excel. Learn more: https://go.microsoft.com/fwlink/?linkid=870924 Comment: Why is the AE work the samr cost as the project?
Note on J116: [Threaded comment] Your version of Excel allows you to read this threaded comment; however, any edits to it will get removed if the file is opened in a newer version of Excel. Learn more: https://go.microsoft.com/fwlink/?linkid=870924 Comment: Why is the AE work the samr cost as the project?
Note on K116: [Threaded comment] Your version of Excel allows you to read this threaded comment; however, any edits to it will get removed if the file is opened in a newer version of Excel. Learn more: https://go.microsoft.com/fwlink/?linkid=870924 Comment: Why is the AE work the samr cost as the project?
Note on L116: [Threaded comment] Your version of Excel allows you to read this threaded comment; however, any edits to it will get removed if the file is opened in a newer version of Excel. Learn more: https://go.microsoft.com/fwlink/?linkid=870924 Comment: Why is the AE work the samr cost as the project?
Note on D308: [Threaded comment] Your version of Excel allows you to read this threaded comment; however, any edits to it will get removed if the file is opened in a newer version of Excel. Learn more: https://go.microsoft.com/fwlink/?linkid=870924 Comment: I thought we just did this recently Reply: Only service was done
Note on D502: [Threaded comment] Your version of Excel allows you to read this threaded comment; however, any edits to it will get removed if the file is opened in a newer version of Excel. Learn more: https://go.microsoft.com/fwlink/?linkid=870924 Comment: i really dont want to spend $12M at Oliver
Note on D542: [Threaded comment] Your version of Excel allows you to read this threaded comment; however, any edits to it will get removed if the file is opened in a newer version of Excel. Learn more: https://go.microsoft.com/fwlink/?linkid=870924 Comment: Patti Camper has Money for this. I think she wants it sooner. Sanjeeb is working on it.
Note on D606: [Threaded comment] Your version of Excel allows you to read this threaded comment; however, any edits to it will get removed if the file is opened in a newer version of Excel. Learn more: https://go.microsoft.com/fwlink/?linkid=870924 Comment: do we need to do all of these upgrades if this turns into a storage building? Reply: We have an outstanding violation for lack of occupancy permit. If the use changes to storage we will need to reevaluate and see if the scope/scale of the upgrades changes. This MDJ has not been pursuing this case, but it is still open.
Note on D684: [Threaded comment] Your version of Excel allows you to read this threaded comment; however, any edits to it will get removed if the file is opened in a newer version of Excel. Learn more: https://go.microsoft.com/fwlink/?linkid=870924 Comment: We need to look at the kitchen and the coolers and freezers. It sounds like it is too small for what they need.

## 2026-32 (less FRFP)
Facility Name | Project Description | 2026 Est | 2027 Est | 2028 Est | 2029 Est | 2030 Est | 2031 Est | 2032 Est |  | 2026/32 Total
ADMINISTRATION
| Elevator Modernization | 250000 |  |  | 250000 |  |  |  |  | 500000
| Cooling Tower & Chiller Replacement | 2250000 | [7 empty] | 2250000
| Emergency Generator Replacement | 300000 | [7 empty] | 300000
| Flooring Replacement |  |  |  |  | 300000 | 300000 | 300000 |  | 900000
| Architectural / Engineering Design and Permits | 0 | 0 | 30000 | 36000 | 36000 | 36000 | 0 |  | 138000
| Contingency Fund / Change Orders | 168000 | 0 | 0 | 15000 | 18000 | 18000 | 18000 |  | 237000
|  | 2968000 | 0 | 30000 | 301000 | 354000 | 354000 | 318000 |  | 4325000 | 4325000
ALLDERDICE | HS
| Building Renovation (incl. AC) |  | 2500000 | 2500000 | 3500000 | 7500000 | 7500000 | 11000000 |  | 34500000
| Site Concrete Paving | 475000 | [7 empty] | 475000
| Biology Lab Renovation |  |  |  |  | 800000 |  |  |  | 800000
| Field House & Athletic Field Renovations | [6 empty] | 4750000 |  | 4750000
| Architectural / Engineering Design and Permits | 300000 | 300000 | 420000 | 996000 | 900000 | 1890000 | 0 |  | 4806000
| Contingency Fund / Change Orders | 28500 | 150000 | 150000 | 210000 | 498000 | 450000 | 945000 |  | 2431500
|  | 803500 | 2950000 | 3070000 | 4706000 | 9698000 | 9840000 | 16695000 |  | 47762500 | 47762500
ALLEGHENY | Transition to MS 2026
| Sump Pump & Fire Pump Replacement | 225000 | [7 empty] | 225000
| Finish Flooring Replacement (PDE ER Grant) |  | 600000 | 600000 | [5 empty] | 1200000
| Electrical Branch Circuit Replacement |  |  |  | 350000 |  |  |  |  | 350000
| Elevator Modernization |  |  | 200000 | [5 empty] | 200000
| Auditorium Plaster Abatement | [6 empty] | 500000 |  | 500000
| Architectural / Engineering Design and Permits | 72000 | 96000 | 42000 | 0 | 0 | 60000 | 0 |  | 270000
| Contingency Fund / Change Orders | 13500 | 36000 | 48000 | 21000 | 0 | 0 | 30000 |  | 148500 | 2893500
|  | 310500 | 732000 | 890000 | 371000 | 0 | 60000 | 530000 |  | 2893500
ALLEGHENY ANNEX | TBD
| No work planned | [8 empty] | 0
| Architectural / Engineering Design and Permits | 0 | 0 | 0 | 0 | 0 | 0 | 0 |  | 0
| Contingency Fund / Change Orders | 0 | 0 | 0 | 0 | 0 | 0 | 0 |  | 0
|  | 0 | 0 | 0 | 0 | 0 | 0 | 0 |  | 0 | 0
ARSENAL | Transition to MS 2026
| Building Automation Controls (DCED PSFI Grant) | 845000 | [7 empty] | 845000
| Condensate System |  |  |  | 100000 |  |  |  |  | 100000
| Water Main (Replace Valves & Piping) |  |  |  | 250000 |  |  |  |  | 250000
| HVAC Renovation (Incl. AC) | [5 empty] | 3000000 | 3000000 |  | 6000000
| Architectural / Engineering Design and Permits | 0 | 0 | 42000 | 0 | 360000 | 360000 | 0 |  | 762000
| Contingency Fund / Change Orders | 50700 | 0 | 0 | 21000 | 0 | 180000 | 180000 |  | 431700 | 8388700
|  | 895700 | 0 | 42000 | 371000 | 360000 | 3540000 | 3180000 |  | 8388700
ARLINGTON | Transition to MS 2026
| Exterior Service Shed |  |  |  | 150000 |  |  |  |  | 150000
| Exterior Asphalt and Concrete Paving | [5 empty] | 150000 |  |  | 150000
| Interior Wall Panel Replacement in Auditorium & Gym | [6 empty] | 500000 |  | 500000
| Architectural / Engineering Design and Permits | 0 | 0 | 18000 | 0 | 18000 | 60000 | 0 |  | 96000
| Contingency Fund / Change Orders | 0 | 0 | 0 | 9000 | 0 | 9000 | 30000 |  | 48000 | 944000
|  | 0 | 0 | 18000 | 159000 | 18000 | 219000 | 530000 |  | 944000
BANKSVILLE | ES
| Staff Toilets |  |  |  |  | 300000 |  |  |  | 300000
| Architectural / Engineering Design and Permits | 0 | 0 | 0 | 36000 | 0 | 0 | 0 |  | 36000
| Contingency Fund / Change Orders | 0 | 0 | 0 | 0 | 18000 | 0 | 0 |  | 18000 | 354000
|  | 0 | 0 | 0 | 36000 | 318000 | 0 | 0 |  | 354000
BEECHWOOD | ES
| Emergency Generator Replacement | 300000 | [7 empty] | 300000
| Lockers |  |  |  | 150000 |  |  |  |  | 150000
| Restroom Renovations |  |  |  | 750000 |  |  |  |  | 750000
| Building Automation Controls |  |  | 355000 | [5 empty] | 355000
| Architectural / Engineering Design and Permits | 0 | 42600 | 108000 | 0 | 0 | 0 | 0 |  | 150600
| Contingency Fund / Change Orders | 18000 | 0 | 21300 | 54000 | 0 | 0 | 0 |  | 93300 | 1798900
|  | 318000 | 42600 | 484300 | 954000 | 0 | 0 | 0 |  | 1798900
`
BON AIR | CLOSED 2006
| No work planned | [8 empty] | 0
|  | 0 | 0 | 0 | 0 | 0 | 0 | 0 |  | 0 | 0
BRASHEAR | HS
| Security Vestibule | 175000 | [7 empty] | 175000
| HVAC Renovation | 3000000 | 3500000 | 4500000 | 4500000 | 4500000 |  |  |  | 20000000
| Auto Shop Exhaust | 300000 | [7 empty] | 300000
| Underground Storage Tank Removal | 500000 | [7 empty] | 500000
| Finish Flooring and Countertop Replacement |  | 300000 | [6 empty] | 300000
| Pool Renovations |  | 400000 | [6 empty] | 400000
| Gym Bleacher Replacement |  |  |  | 1500000 |  |  |  |  | 1500000
| Window Replacement |  |  |  |  | 1500000 |  |  |  | 1500000
| Architectural / Engineering Design and Permits | 504000 | 540000 | 720000 | 720000 | 0 | 0 | 0 |  | 2484000
| Contingency Fund / Change Orders | 238500 | 252000 | 270000 | 360000 | 360000 | 0 | 0 |  | 1480500 | 28639500
|  | 4717500 | 4992000 | 5490000 | 7080000 | 6360000 | 0 | 0 |  | 28639500
BROOKLINE | Transition to ES 2026
| Emergency Generator Replacement | 300000 | [7 empty] | 300000
| Locker Replacement |  |  | 180000 | [5 empty] | 180000
| Demountable Demolition |  |  |  | 225000 |  |  |  |  | 225000
| Service, Switchgear, Panelboard, and Feeder Replacement |  |  |  |  | 750000 |  |  |  | 750000
| Finish Flooring Replacement |  |  | 300000 | [5 empty] | 300000
| Architectural / Engineering Design and Permits | 0 | 57600 | 27000 | 90000 | 0 | 0 | 0 |  | 174600
| Contingency Fund / Change Orders | 18000 | 0 | 28800 | 13500 | 45000 | 0 | 0 |  | 105300 | 2034900
|  | 318000 | 57600 | 535800 | 328500 | 795000 | 0 | 0 |  | 2034900
CAPA | 6-12
| Science Lab Ventilation Upgrades | 300000 | [7 empty] | 300000
| Building Automation Controls (DCED PSFI Grant) | 760000 | [7 empty] | 760000
| Main Stage Floor Overlay |  |  | 100000 | [5 empty] | 100000
| Auditorium Ceiling Repairs | [5 empty] | 300000 |  |  | 300000
| Architectural / Engineering Design and Permits | 0 | 12000 | 0 | 0 | 36000 | 0 | 0 |  | 48000
| Contingency Fund / Change Orders | 63600 | 0 | 6000 | 0 | 0 | 18000 | 0 |  | 87600
|  | 1123600 | 12000 | 106000 | 0 | 36000 | 318000 | 0 |  | 1595600 | 1595600
CARMALT | Transition to MS 2026
| Corridor Ceilings and Lighting |  |  | 300000 | [5 empty] | 300000
| Flooring |  |  |  | 600000 |  |  |  |  | 600000
| Service, Switchgear, Panelboard, and Feeder Replacement |  |  |  |  | 2000000 |  |  |  | 2000000
| Building Automation Controls | [5 empty] | 655000 |  |  | 655000
| Architectural / Engineering Design and Permits | 0 | 36000 | 72000 | 240000 | 78600 | 0 | 0 |  | 426600
| Contingency Fund / Change Orders | 0 | 0 | 18000 | 36000 | 120000 | 39300 | 0 |  | 213300 | 4194900
|  | 0 | 36000 | 390000 | 876000 | 2198600 | 694300 | 0 |  | 4194900
CARRICK | HS
| Solar Panel Installation (Solar4Schools Grant) | 1200000 | [7 empty] | 1200000
| Building Automation Controls (DCED PSFI Grant) |  | 1068000 | [6 empty] | 1068000
| HVAC Renovation |  |  | 3000000 | 3000000 |  |  |  |  | 6000000
| Science Lab Renovations |  |  |  | 2500000 |  |  |  |  | 2500000
| Partial Flooring Repairs and Replacement |  |  |  |  | 600000 |  |  |  | 600000
| Gym Bleacher Replacement |  |  |  |  | 1500000 |  |  |  | 1500000
| Underground Storage Tank Removal | [5 empty] | 500000 |  |  | 500000
| Architectural / Engineering Design and Permits | 128160 | 360000 | 660000 | 252000 | 60000 | 0 | 0 |  | 1460160
| Contingency Fund / Change Orders | 72000 | 64080 | 180000 | 330000 | 126000 | 30000 | 0 |  | 802080
|  | 1400160 | 1492080 | 3840000 | 6082000 | 2286000 | 530000 | 0 |  | 15630240 | 15630240
CENTRAL OPERATIONS/ FOOD SERVICE
| Mechanical Renovation | 3000000 | 3000000 | 3000000 | 3000000 | 3000000 |  |  |  | 15000000
| Kitchen Renovation & Re-equipping |  |  | 1100000 | 1100000 |  |  |  |  | 2200000
| IT Renovations |  |  |  |  | 2200000 |  |  |  | 2200000
| Architectural / Engineering Design and Permits | 360000 | 492000 | 492000 | 624000 | 0 | 0 | 0 |  | 1968000
| Contingency Fund / Change Orders | 180000 | 180000 | 246000 | 246000 | 312000 | 0 | 0 |  | 1164000
|  | 3540000 | 3672000 | 4838000 | 4970000 | 5512000 | 0 | 0 |  | 22532000 | 22532000
CHARTIERS | ECC
| Window Replacement |  | 1200000 | [6 empty] | 1200000
| HVAC Renovation Incl. AC | [5 empty] | 1250000 | 1250000 |  | 2500000
| Restroom Renovations |  |  |  | 350000 |  |  |  |  | 350000
| Architectural / Engineering Design and Permits | 144000 | 0 | 42000 | 0 | 150000 | 150000 | 0 |  | 486000
| Contingency Fund / Change Orders | 0 | 72000 | 0 | 21000 | 0 | 75000 | 75000 |  | 243000
|  | 144000 | 1272000 | 42000 | 371000 | 150000 | 1475000 | 1325000 |  | 4779000 | 4779000
CLAYTON | SP
| Building Automation Controls (DCED PSFI Grant) | 295000 | [7 empty] | 295000
| Emergency Generator Replacement |  | 400000 | [6 empty] | 400000
| Boiler / Unit Ventilator Replacement/ AC |  |  |  | 1600000 | 1600000 |  |  |  | 3200000
| Walk In Cooler and Freezer | [5 empty] | 150000 |  |  | 150000
| Flooring Replacement @ Annex |  |  |  |  | 300000 |  |  |  | 300000
| Architectural / Engineering Design and Permits | 48000 | 0 | 192000 | 228000 | 18000 | 0 | 0 |  | 486000
| Contingency Fund / Change Orders | 17700 | 24000 | 0 | 96000 | 114000 | 9000 | 0 |  | 260700
|  | 360700 | 424000 | 192000 | 1924000 | 2032000 | 159000 | 0 |  | 5091700 | 5091700
COLFAX | Transition to MS 2026
| HVAC Renovation Incl. AC for Original Building |  |  |  | 3000000 | 3000000 |  |  |  | 6000000
| Building Automation Controls |  |  |  |  | 1310000 |  |  |  | 1310000
| Panelboard, Feeder Replacement (Original Bldg.) |  |  |  | 250000 |  |  |  |  | 250000
| Architectural / Engineering Design and Permits | 0 | 0 | 390000 | 517200 | 0 | 0 | 0 |  | 907200
| Contingency Fund / Change Orders | 0 | 0 | 0 | 195000 | 258600 | 0 | 0 |  | 453600 | 8920800
|  | 0 | 0 | 390000 | 3962200 | 4568600 | 0 | 0 |  | 8920800
CONCORD | ES
| Building Automation Controls (DCED PSFI Grant) | 385000 | [7 empty] | 385000
| Roofing Repairs | 400000 | [7 empty] | 400000
| Auditorium Renovations |  |  |  | 120000 |  |  |  |  | 120000
| Masonry Restoration |  |  |  |  | 675000 |  |  |  | 675000
| Architectural / Engineering Design and Permits | 0 | 0 | 14400 | 81000 | 0 | 0 | 0 |  | 95400
| Contingency Fund / Change Orders | 47100 | 0 | 0 | 7200 | 40500 | 0 | 0 |  | 94800 | 1770200
|  | 832100 | 0 | 14400 | 208200 | 715500 | 0 | 0 |  | 1770200
CONROY | SP
| Finish Flooring Replacement (PDE ER Grant) | 500000 | 500000 | [6 empty] | 1000000
| ADA Ramp Repairs | 220000 | [7 empty] | 220000
| PA System Upgrade |  | 100000 | [6 empty] | 100000
| Security System Upgrade |  | 200000 | [6 empty] | 200000
| Site Lighting |  | 150000 | [6 empty] | 150000
| Structural Repairs |  |  | 1200000 | [5 empty] | 1200000
| Stair Tread Replacement |  |  | 400000 | [5 empty] | 400000
| Emergency Generator Replacement |  |  | 300000 | [5 empty] | 300000
| Building Automation Controls |  |  |  | 753500 |  |  |  |  | 753500
| Architectural / Engineering Design and Permits | 114000 | 228000 | 90420 | 0 | 0 | 0 | 0 |  | 432420
| Contingency Fund / Change Orders | 43200 | 57000 | 114000 | 45210 | 0 | 0 | 0 |  | 259410
|  | 877200 | 1235000 | 2104420 | 798710 | 0 | 0 | 0 |  | 5015330 | 5015330
CRESCENT | ECC
| Site Lighting |  | 225000 | [6 empty] | 225000
| Finish Flooring Replacement |  |  |  | 300000 |  |  |  |  | 300000
| Main Office Renovation & Canopy |  |  |  |  | 400000 |  |  |  | 400000
| Architectural / Engineering Design and Permits | 27000 | 0 | 36000 | 48000 | 0 | 0 | 0 |  | 111000
| Contingency Fund / Change Orders | 0 | 13500 | 0 | 18000 | 24000 | 0 | 0 |  | 55500
|  | 27000 | 238500 | 36000 | 366000 | 424000 | 0 | 0 |  | 1091500 | 1091500
CUPPLES STADIUM
| Security System Upgrade | 352000 | [7 empty] | 352000
| Press Box AHU and Boiler |  |  | 500000 | [5 empty] | 500000
| Architectural / Engineering Design and Permits | 0 | 60000 | 0 | 0 | 0 | 0 | 0 |  | 60000
| Contingency Fund / Change Orders | 21120 | 0 | 30000 | 0 | 0 | 0 | 0 |  | 51120
|  | 373120 | 60000 | 530000 | 0 | 0 | 0 | 0 |  | 963120 | 963120
DILWORTH | ES
| Fire Alarm System Upgrades | 60000 | [7 empty] | 60000
| Building Automation Controls |  |  |  | 341000 |  |  |  |  | 341000
| Ceilings / Lighting |  |  |  |  | 1250000 |  |  |  | 1250000
| Auditorium Ceilings | [5 empty] | 450000 |  |  | 450000
| Architectural / Engineering Design and Permits | 0 | 0 | 40920 | 150000 | 54000 | 0 | 0 |  | 244920
| Contingency Fund / Change Orders | 3600 | 0 | 0 | 20460 | 75000 | 27000 | 0 |  | 126060 | 2471980
|  | 63600 | 0 | 40920 | 511460 | 1379000 | 477000 | 0 |  | 2471980
FAISON | ES
| Site Lighting | 30500 | [7 empty] | 30500
| PA System Upgrade | 50000 | [7 empty] | 50000
| Architectural / Engineering Design and Permits | 0 | 0 | 0 | 0 | 0 | 0 | 0 |  | 0
| Contingency Fund / Change Orders | 4830 | 0 | 0 | 0 | 0 | 0 | 0 |  | 4830 | 85330
|  | 85330 | 0 | 0 | 0 | 0 | 0 | 0 |  | 85330
FORT PITT | CLOSED 2012
| No work planned | [8 empty] | 0
|  | 0 | 0 | 0 | 0 | 0 | 0 | 0 |  | 0 | 0
FULTON | Close 2026
| No Work Planned (FRFP) | [8 empty] | 0
| Finish Flooring Replacement (PDE ER Grant, $275,000 - CANCELED) | [8 empty] | 0
| Architectural / Engineering Design and Permits | 0 | 0 | 0 | 0 | 0 | 0 | 0 |  | 0
| Contingency Fund / Change Orders | 0 | 0 | 0 | 0 | 0 | 0 | 0 |  | 0
|  | 0 | 0 | 0 | 0 | 0 | 0 | 0 |  | 0 | 0
GRANDVIEW | ES
| Building Automation Controls (DCED PSFI Grant) | 240000 | [7 empty] | 240000
| HVAC Renovation, Incl. AC |  |  | 1750000 | 1750000 |  |  |  |  | 3500000
| Service, Switchgear, Panelboard, and Feeder Replacement |  |  | 1000000 | [5 empty] | 1000000
| Restroom ADA Renovations |  |  |  | 350000 |  |  |  |  | 350000
| Turnaround Retaining Wall Repairs |  |  |  |  | 500000 |  |  |  | 500000
| Ceiling / Lighting Replacement | [5 empty] | 550000 |  |  | 550000
| Architectural / Engineering Design and Permits | 0 | 330000 | 252000 | 60000 | 66000 | 0 | 0 |  | 708000
| Contingency Fund / Change Orders | 14400 | 0 | 165000 | 126000 | 30000 | 33000 | 0 |  | 368400 | 7216400
|  | 254400 | 330000 | 3167000 | 2286000 | 596000 | 583000 | 0 |  | 7216400
GREENFIELD | Transition to ES 2026
| Roof Replacement | 1000000 | [7 empty] | 1000000
| Pool Heater Replacement | 250000 | [7 empty] | 250000
| Switchgear, Panelboard, and Feeder Replacement |  |  |  | 750000 |  |  |  |  | 750000
| Pool Area Ventilation/Dehumidification Unit Replacement |  |  | 500000 | [5 empty] | 500000
| Masonry Restoration | [5 empty] | 800000 |  |  | 800000
| Building Automation Controls |  |  |  | 524000 |  |  |  |  | 524000
| Auditorium Seating Replacement |  |  |  | 120000 |  |  |  |  | 120000
| Architectural / Engineering Design and Permits | 0 | 60000 | 167280 | 0 | 96000 | 0 | 0 |  | 323280
| Contingency Fund / Change Orders | 75000 | 0 | 30000 | 83640 | 0 | 48000 | 0 |  | 236640 | 4503920
|  | 1325000 | 60000 | 697280 | 1477640 | 96000 | 848000 | 0 |  | 4503920
GREENWAY | Classical MS, CLOSE Gifted 2027
| Building Automation Controls (DCED PSFI Grant) | 415000 | [7 empty] | 415000
| Solar Panel Installation (Solar4Schools Grant) | 1200000 | [7 empty] | 1200000
| Exterior Repairs and Window Replacement |  |  |  |  | 800000 | 3000000 | 2700000 |  | 6500000
| Flooring Replacement |  |  |  | 600000 |  |  |  |  | 600000
| Softball Field |  |  |  |  | 400000 |  |  |  | 400000
| Field House Renovations | [5 empty] | 2000000 |  |  | 2000000
| Architectural / Engineering Design and Permits | 0 | 0 | 72000 | 144000 | 600000 | 324000 | 0 |  | 1140000
| Contingency Fund / Change Orders | 96900 | 0 | 0 | 36000 | 72000 | 300000 | 162000 |  | 666900 | 12921900
|  | 1711900 | 0 | 72000 | 780000 | 1872000 | 5624000 | 2862000 |  | 12921900
KING | Transition to ES 2026
| Cafeteria Floor Repair | 200000 | [7 empty] | 200000
| Service, Switchgear, Panelboard, and Feeder Replacement |  |  |  |  | 1200000 | 1200000 |  |  | 2400000
| Floor Refinishing & Stair treads |  | 400000 | 400000 | 400000 |  |  |  |  | 1200000
| Ventilation Upgrades |  |  | 2000000 | 2000000 |  |  |  |  | 4000000
| Roof Replacement |  |  |  |  | 800000 |  |  |  | 800000
| Lockers & Display Boards |  |  |  |  | 400000 |  |  |  | 400000
| Lighting Upgrades |  |  |  |  | 1100000 | 1100000 |  |  | 2200000
| Exterior Envelope Improvements and Window Replacement | [5 empty] | 1200000 | 1200000 |  | 2400000
| Architectural / Engineering Design and Permits | 48000 | 288000 | 288000 | 420000 | 420000 | 144000 | 0 |  | 1608000
| Contingency Fund / Change Orders | 12000 | 24000 | 144000 | 144000 | 210000 | 210000 | 72000 |  | 816000 | 16024000
|  | 260000 | 712000 | 2832000 | 2964000 | 4130000 | 3854000 | 1272000 |  | 16024000
KNOXVILLE | CLOSED 2006, Warehouse
| No work planned | [8 empty] | 0
|  | 0 | 0 | 0 | 0 | 0 | 0 | 0 |  | 0 | 0
LANGLEY | Transition to ES 2026
| AHU Replacement - Main Office |  | 150000 | [6 empty] | 150000
| Walk-In Cooler & Freezers |  | 250000 | [6 empty] | 250000
| Stair Treads |  |  | 200000 | 200000 |  |  |  |  | 400000
| Loading Docks Rehabilitation and Storm Piping |  |  |  | 350000 |  |  |  |  | 350000
| Gym Bleacher Replacement | [5 empty] | 1500000 |  |  | 1500000
| Plaster Replacement | [6 empty] | 1000000 |  | 1000000
| Architectural / Engineering Design and Permits | 48000 | 24000 | 66000 | 0 | 180000 | 120000 | 0 |  | 438000
| Contingency Fund / Change Orders | 0 | 24000 | 12000 | 33000 | 0 | 90000 | 60000 |  | 219000 | 4307000
|  | 48000 | 448000 | 278000 | 583000 | 180000 | 1710000 | 1060000 |  | 4307000
LIBERTY | ES
| Roof Replacement | 800000 | [7 empty] | 800000
| Building Automation Controls |  | 301000 | [6 empty] | 301000
| Retaining Walls, Fencing, and Site Drainage |  |  |  | 500000 |  |  |  |  | 500000
| Window Replacement |  |  |  | 1000000 |  |  |  |  | 1000000
| Architectural / Engineering Design and Permits | 36120 | 0 | 180000 | 0 | 0 | 0 | 0 |  | 216120
| Contingency Fund / Change Orders | 48000 | 18060 | 0 | 90000 | 0 | 0 | 0 |  | 156060 | 2973180
|  | 884120 | 319060 | 180000 | 1590000 | 0 | 0 | 0 |  | 2973180
LINCOLN | ES
| Gym & Cafeteria AC |  | 1500000 | [6 empty] | 1500000
| Site Improvements and Stormwater Management | [5 empty] | 450000 |  |  | 450000
| Architectural / Engineering Design and Permits | 180000 | 0 | 0 | 0 | 54000 | 0 | 0 |  | 234000
| Contingency Fund / Change Orders | 0 | 90000 | 0 | 0 | 0 | 27000 | 0 |  | 117000 | 2301000
|  | 180000 | 1590000 | 0 | 0 | 54000 | 477000 | 0 |  | 2301000
LINDEN | ES, Montessori relocation 2026
| Building Automation Controls |  | 360000 | [6 empty] | 360000
| Fire Alarm System Upgrade |  |  | 60000 | [5 empty] | 60000
| Security System Upgrade |  |  | 120000 | [5 empty] | 120000
| PA System Upgrade |  |  |  | 45000 |  |  |  |  | 45000
| Gym Ceiling / Lighting / Sound System |  |  |  |  | 600000 |  |  |  | 600000
| Window Replacement | [5 empty] | 700000 |  |  | 700000
| Masonry Restoration / Waterproofing | [6 empty] | 850000 |  | 850000
| Service, Switchgear, Panelboard, and Feeder Replacement | [6 empty] | 1700000 |  | 1700000
| Architectural / Engineering Design and Permits | 43200 | 21600 | 5400 | 72000 | 84000 | 306000 | 0 |  | 532200
| Contingency Fund / Change Orders | 0 | 21600 | 10800 | 2700 | 36000 | 42000 | 153000 |  | 266100 | 5233300
|  | 43200 | 403200 | 196200 | 119700 | 720000 | 1048000 | 2703000 |  | 5233300
MANCHESTER | Close 2026
| No Work Planned (FRFP) | [8 empty] | 0
| Architectural / Engineering Design and Permits | 0 | 0 | 0 | 0 | 0 | 0 | 0 |  | 0
| Contingency Fund / Change Orders | 0 | 0 | 0 | 0 | 0 | 0 | 0 |  | 0
|  | 0 | 0 | 0 | 0 | 0 | 0 | 0 |  | 0 | 0
MIFFLIN | Transition to ES 2026
| Building Automation Controls (DCED PSFI Grant) | 544000 | [7 empty] | 544000
| Fire Alarm System Upgrade |  |  | 60000 | [5 empty] | 60000
| Underground Storage Tank Removal | [5 empty] | 500000 |  |  | 500000
| Architectural / Engineering Design and Permits | 0 | 7200 | 0 | 0 | 60000 | 0 | 0 |  | 67200
| Contingency Fund / Change Orders | 32640 | 0 | 3600 | 0 | 0 | 30000 | 0 |  | 66240 | 1237440
|  | 576640 | 7200 | 63600 | 0 | 60000 | 530000 | 0 |  | 1237440
MILLER @ MCKELVY | Close 2026
| No Work Planned (FRFP) | [8 empty] | 0
| Architectural / Engineering Design and Permits | 0 | 0 | 0 | 0 | 0 | 0 | 0 |  | 0
| Contingency Fund / Change Orders | 0 | 0 | 0 | 0 | 0 | 0 | 0 |  | 0
|  | 0 | 0 | 0 | 0 | 0 | 0 | 0 |  | 0 | 0
MILLIONES | Transition to MS 2026
| HVAC Renovation (BAC, Boilers & AC) |  |  |  |  | 2500000 |  |  |  | 2500000
| Finish Flooring Replacement | [5 empty] | 200000 |  |  | 200000
| Plaster Replacement | [6 empty] | 2000000 |  | 2000000
| Architectural / Engineering Design and Permits | 0 | 0 | 0 | 300000 | 24000 | 240000 | 0 |  | 564000
| Contingency Fund / Change Orders | 0 | 0 | 0 | 0 | 150000 | 12000 | 120000 |  | 282000 | 5546000
|  | 0 | 0 | 0 | 300000 | 2674000 | 452000 | 2120000 |  | 5546000
MINADEO | ES
| Restroom ADA Renovations |  |  | 350000 | [5 empty] | 350000
| Window Replacement |  |  |  | 800000 |  |  |  |  | 800000
| Finish Flooring Replacement | [5 empty] | 100000 |  |  | 100000
| Architectural / Engineering Design and Permits | 0 | 42000 | 96000 | 0 | 12000 | 0 | 0 |  | 150000
| Contingency Fund / Change Orders | 0 | 0 | 21000 | 48000 | 0 | 6000 | 0 |  | 75000 | 1475000
|  | 0 | 42000 | 467000 | 848000 | 12000 | 106000 | 0 |  | 1475000
MORROW PRIMARY | Close 2026
| No Work Planned (FRFP) | [8 empty] | 0
| Architectural / Engineering Design and Permits | 0 | 0 | 0 | 0 | 0 | 0 | 0 |  | 0
| Contingency Fund / Change Orders | 0 | 0 | 0 | 0 | 0 | 0 | 0 |  | 0
|  | 0 | 0 | 0 | 0 | 0 | 0 | 0 |  | 0 | 0
MORROW @ Rooney | Transition to ES 2026
| HVAC Renovation (BAC, Boilers & AC) |  | 3250000 | 3250000 | [5 empty] | 6500000
| Restroom Renovations |  |  | 900000 | [5 empty] | 900000
| Building Automation Controls |  |  |  | 1063000 |  |  |  |  | 1063000
| Architectural / Engineering Design and Permits | 390000 | 498000 | 127560 | 0 | 0 | 0 | 0 |  | 1015560
| Contingency Fund / Change Orders | 0 | 195000 | 249000 | 63780 | 0 | 0 | 0 |  | 507780 | 9986340
|  | 390000 | 3943000 | 4526560 | 1126780 | 0 | 0 | 0 |  | 9986340
OBAMA | Transition to HS 2026
| Pool Lighting | 180000 | [7 empty] | 180000
| Finish Flooring Replacement (PDE ER Grant) | 500000 | 500000 | [6 empty] | 1000000
| Mechanical Renovation | 1400000 | 3000000 | 3000000 | 3000000 | 3000000 | 3000000 |  |  | 16400000
| Roof Replacement | 1250000 | 1250000 | 1250000 | [5 empty] | 3750000
| Service, Switchgear, Panelboard, and Feeder Replacement | [5 empty] | 1500000 | 1500000 |  | 3000000
| Backflow Preventors for Fire System |  | 150000 | [6 empty] | 150000
| Building Automation Controls |  |  | 1600000 | [5 empty] | 1600000
| Kitchen Exhaust Hoods |  |  |  | 220000 |  |  |  |  | 220000
| Architectural / Engineering Design and Permits | 588000 | 702000 | 386400 | 360000 | 540000 | 180000 | 0 |  | 2756400
| Contingency Fund / Change Orders | 199800 | 294000 | 351000 | 193200 | 180000 | 270000 | 90000 |  | 1578000
|  | 4117800 | 5896000 | 6587400 | 3773200 | 3720000 | 4950000 | 1590000 |  | 30634400 | 30634400
OLIVER | TBD
| Track Resurfacing |  | 100000 | [6 empty] | 100000
| Field - Replace Water Service and Backflow Manifold |  |  | 150000 | [5 empty] | 150000
| Replace Pool Filtration System and Pool Repairs |  |  |  | 200000 |  |  |  |  | 200000
| Emergency Generator Replacement | [6 empty] | 615000 |  | 615000
| Architectural / Engineering Design and Permits | 12000 | 18000 | 24000 | 0 | 0 | 73800 | 0 |  | 127800
| Contingency Fund / Change Orders | 0 | 6000 | 9000 | 12000 | 0 | 0 | 36900 |  | 63900
|  | 12000 | 124000 | 183000 | 212000 | 0 | 73800 | 651900 |  | 1256700 | 1256700
PERRY | HS
| School Monument Sign | 35000 | [7 empty] | 35000
| Gym & Pool Lighting | 250000 | [7 empty] | 250000
| Replace Pool Filtration System |  | 250000 | [6 empty] | 250000
| Masonry and Soffit Repair |  | 750000 | 750000 | [5 empty] | 1500000
| Stair Tread Replacement |  | 200000 | 200000 | [5 empty] | 400000
| Panelboard/Feeder Replacement | [5 empty] | 1500000 | 1500000 |  | 3000000
| Biology Lab Renovations |  |  | 1200000 | [5 empty] | 1200000
| Ventilation Upgrades |  |  | 3000000 | [5 empty] | 3000000
| Walk-in Cooler Freezers |  |  | 250000 | [5 empty] | 250000
| Building Automation Controls |  |  |  | 590000 |  |  |  |  | 590000
| Underground Storage Tank Removal |  |  |  |  | 500000 |  |  |  | 500000
| Plaster Replacement | [5 empty] | 2000000 |  |  | 2000000
| Field House Replacement | [5 empty] | 1250000 |  |  | 1250000
| Architectural / Engineering Design and Permits | 144000 | 648000 | 70800 | 60000 | 570000 | 180000 | 0 |  | 1672800
| Contingency Fund / Change Orders | 17100 | 72000 | 324000 | 35400 | 30000 | 285000 | 90000 |  | 853500
|  | 446100 | 1920000 | 5794800 | 685400 | 1100000 | 5215000 | 1590000 |  | 16751300 | 16751300
PHILLIPS | ES
| Main Water Service Regulators and Backflow Preventors |  | 175000 | [6 empty] | 175000
| Architectural / Engineering Design and Permits | 21000 | 0 | 0 | 0 | 0 | 0 | 0 |  | 21000
| Contingency Fund / Change Orders | 0 | 10500 | 0 | 0 | 0 | 0 | 0 |  | 10500 | 206500
|  | 21000 | 185500 | 0 | 0 | 0 | 0 | 0 |  | 206500
PIONEER | SP
| Roof and Facia Replacement | 800000 | [7 empty] | 800000
| Playground / safety upgrades (PSE Funding) | 600000 | [7 empty] | 600000
| Replace Fire Protection Piping |  | 200000 | [6 empty] | 200000
| Building Automation Controls |  |  |  | 249000 |  |  |  |  | 249000
| Finish Flooring Replacement | [5 empty] | 400000 |  |  | 400000
| Architectural / Engineering Design and Permits | 24000 | 0 | 29880 | 0 | 48000 | 0 | 0 |  | 101880
| Contingency Fund / Change Orders | 84000 | 12000 | 0 | 14940 | 0 | 24000 | 0 |  | 134940
|  | 1508000 | 212000 | 29880 | 263940 | 48000 | 424000 | 0 |  | 2485820 | 2485820
PITTSBURGH MONTESSORI @ FRIENDSHIP | Close 2026
| No Work Planned (FRFP) | [8 empty] | 0
| Architectural / Engineering Design and Permits | 0 | 0 | 0 | 0 | 0 | 0 | 0 |  | 0
| Contingency Fund / Change Orders | 0 | 0 | 0 | 0 | 0 | 0 | 0 |  | 0
|  | 0 | 0 | 0 | 0 | 0 | 0 | 0 |  | 0 | 0
ROOSEVELT (New) | ES
| Office Area AHU Replacement |  |  | 150000 | [5 empty] | 150000
| Retaining Wall Repairs | 400000 | [7 empty] | 400000
| Architectural / Engineering Design and Permits | 0 | 18000 | 0 | 0 | 0 | 0 | 0 |  | 18000
| Contingency Fund / Change Orders | 24000 | 0 | 9000 | 0 | 0 | 0 | 0 |  | 33000 | 601000
|  | 424000 | 18000 | 159000 | 0 | 0 | 0 | 0 |  | 601000
ROOSEVELT (Old) | ECC
| ECC Site Improvements | 300000 | [7 empty] | 300000
| Window Replacement | 300000 | [7 empty] | 300000
| Security System Upgrade |  | 40000 | [6 empty] | 40000
| Water Meter Vault |  |  | 75000 | [5 empty] | 75000
| Restroom ADA Renovations |  |  |  |  | 350000 |  |  |  | 350000
| Architectural / Engineering Design and Permits | 4800 | 9000 | 0 | 42000 | 0 | 0 | 0 |  | 55800
| Contingency Fund / Change Orders | 36000 | 2400 | 4500 | 0 | 21000 | 0 | 0 |  | 63900
|  | 640800 | 51400 | 79500 | 42000 | 371000 | 0 | 0 |  | 1184700 | 1184700
SCHILLER | Close 2026
| No Work Planned (FRFP) | [8 empty] | 0
| Architectural / Engineering Design and Permits | 0 | 0 | 0 | 0 | 0 | 0 | 0 |  | 0
| Contingency Fund / Change Orders | 0 | 0 | 0 | 0 | 0 | 0 | 0 |  | 0
|  | 0 | 0 | 0 | 0 | 0 | 0 | 0 |  | 0 | 0
SCIENCE & TECHNOLOGY ACADEMY @ FRICK | Transition to HS 2026
| Building Automation Controls |  | 1310000 | [6 empty] | 1310000
| Mechanical Room Renovations |  | 1000000 | [6 empty] | 1000000
| Emergency Generator Replacement | 750000 | [7 empty] | 750000
| Air Conditioning (Partial) |  |  |  |  | 3100000 |  |  |  | 3100000
| Gym Bleacher Replacement | [5 empty] | 500000 |  |  | 500000
| Finish Flooring and Multi-Purpose Ceiling Replacement | [5 empty] | 500000 |  |  | 500000
| Architectural / Engineering Design and Permits | 277200 | 0 | 0 | 372000 | 120000 | 0 | 0 |  | 769200
| Contingency Fund / Change Orders | 45000 | 138600 | 0 | 0 | 186000 | 60000 | 0 |  | 429600
|  | 1072200 | 2448600 | 0 | 372000 | 3406000 | 1060000 | 0 |  | 8358800 | 8358800
SERVICE CENTER
| Ventilation Upgrades | 250000 | 250000 | [6 empty] | 500000
| Underground Storage Tank Replacement |  | 500000 | [6 empty] | 500000
| Water and Fire Protection Valves and Backflow Preventors |  |  | 150000 | [5 empty] | 150000
| Finish Flooring Replacement |  |  |  | 150000 |  |  |  |  | 150000
| Emergency Generator Replacement |  | 250000 | [6 empty] | 250000
| Plant Operations relocation/Transportation Renovations |  |  |  |  | 200000 |  |  |  | 200000
| Architectural / Engineering Design and Permits | 120000 | 18000 | 18000 | 24000 | 0 | 0 | 0 |  | 180000
| Contingency Fund / Change Orders | 15000 | 60000 | 9000 | 9000 | 12000 | 0 | 0 |  | 105000
|  | 385000 | 1078000 | 177000 | 183000 | 212000 | 0 | 0 |  | 2035000 | 2035000
SOUTH ANNEX | TBD, Online Academy relocation to Greenway
| Emergency Generator Replacement |  | 130000 | [6 empty] | 130000
| Architectural / Engineering Design and Permits | 15600 | 0 | 0 | 0 | 0 | 0 | 0 |  | 15600
| Contingency Fund / Change Orders | 0 | 7800 | 0 | 0 | 0 | 0 | 0 |  | 7800
|  | 15600 | 137800 | 0 | 0 | 0 | 0 | 0 |  | 153400 | 153400
SOUTH BROOK | End School Program 2026
| No Work Planned (FRFP) | [8 empty] | 0
| Architectural / Engineering Design and Permits | 0 | 0 | 0 | 0 | 0 |  |  |  | 0
| Contingency Fund / Change Orders | 0 | 0 | 0 | 0 | 0 | 0 |  |  | 0
|  | 0 | 0 | 0 | 0 | 0 | 0 |  |  | 0 | 0
SOUTH HILLS MIDDLE | End School Program 2026
No Work Planned (FRFP) - SEE BRASHEAR
| Architectural / Engineering Design and Permits | 0 | 0 | 0 | 0 | 0 |  |  |  | 0
| Contingency Fund / Change Orders | 0 | 0 | 0 | 0 | 0 | 0 |  |  | 0
|  | 0 | 0 | 0 | 0 | 0 | 0 |  |  | 0 | 0
SPRING GARDEN | ECC
| Code Upgrades and Demountable Demolition | 1200000 | [7 empty] | 1200000
| Service, Switchgear, Panelboard, and Feeder Replacement |  |  |  | 250000 |  |  |  |  | 250000
| Building Automation Controls |  | 170300 | [6 empty] | 170300
| Flooring, Ceiling and Lighting Upgrades |  |  |  |  | 750000 |  |  |  | 750000
| Architectural / Engineering Design and Permits | 20436 | 0 | 30000 | 90000 | 0 | 0 | 0 |  | 140436
| Contingency Fund / Change Orders | 72000 | 10218 | 0 | 15000 | 45000 | 0 | 0 |  | 142218
|  | 1292436 | 180518 | 30000 | 355000 | 795000 | 0 | 0 |  | 2652954 | 2652954
SPRING HILL | Close Spring 2028
| No Work Planned (FRFP) | [8 empty] | 0
| Architectural / Engineering Design and Permits | 0 | 0 | 0 | 0 | 0 | 0 | 0 |  | 0
| Contingency Fund / Change Orders | 0 | 0 | 0 | 0 | 0 | 0 |  |  | 0
|  | 0 | 0 | 0 | 0 | 0 | 0 | 0 |  | 0 | 0
STERRETT | MS
| Emergency Generator Replacement | 500000 | [7 empty] | 500000
| Storm WaterPpiping to Street |  | 175000 | [6 empty] | 175000
| Window Replacement / Masonry |  |  | 1200000 | [5 empty] | 1200000
| HVAC Renovation Incl. AC. |  |  |  | 3000000 | 3000000 | 3000000 |  |  | 9000000
| Architectural / Engineering Design and Permits | 21000 | 144000 | 360000 | 360000 | 360000 | 0 | 0 |  | 1245000
| Contingency Fund / Change Orders | 30000 | 10500 | 72000 | 180000 | 180000 | 180000 | 0 |  | 652500 | 12772500
|  | 551000 | 329500 | 1632000 | 3540000 | 3540000 | 3180000 | 0 |  | 12772500
STUDENT ACHIEVEMENT CENTER | Close 2026
| No Work Planned (FRFP) | [8 empty] | 0
| Architectural / Engineering Design and Permits | 0 | 0 | 0 | 0 | 0 | 0 | 0 |  | 0
| Contingency Fund / Change Orders | 0 | 0 | 0 | 0 | 0 | 0 | 0 |  | 0
|  | 0 | 0 | 0 | 0 | 0 | 0 | 0 |  | 0 | 0
SUNNYSIDE | Transition to ES 2026
| Emergency Generator Replacement | 400000 | [7 empty] | 400000
| Finish Flooring Replacement (PDE ER Grant) |  | 600000 | [6 empty] | 600000
| PA System Upgrade |  |  | 55000 | [5 empty] | 55000
| Security System Upgrades |  |  | 120000 | [5 empty] | 120000
| ADA Restrooms / Teachers Room Renovations |  |  |  | 1000000 |  |  |  |  | 1000000
| Architectural / Engineering Design and Permits | 72000 | 21000 | 120000 | 0 | 0 | 0 | 0 |  | 213000
| Contingency Fund / Change Orders | 24000 | 36000 | 10500 | 60000 | 0 | 0 | 0 |  | 130500 | 2518500
|  | 496000 | 657000 | 305500 | 1060000 | 0 | 0 | 0 |  | 2518500
WEIL | ES
| Building Automation Controls (DCED PSFI Grant) | 600000 | [7 empty] | 600000
| Asphalt Paving / Drainage |  | 200000 | [6 empty] | 200000
| Security System Upgrades |  | 150000 | [6 empty] | 150000
| HVAC Renovation/ Air Conditioning |  |  |  |  | 3000000 | 3000000 |  |  | 6000000
| Architectural / Engineering Design and Permits | 42696.7296 | 5806.08 | 48384 | 403200 | 360000 | 0 | 0 |  | 860086.8096
| Contingency Fund / Change Orders | 36000 | 21000 | 0 | 0 | 180000 | 180000 | 0 |  | 417000 | 8227086.8096
|  | 678696.7296 | 376806.08 | 48384 | 403200 | 3540000 | 3180000 | 0 |  | 8227086.8096
WEST LIBERTY | ES
| Fire Alarm System upgrades | 70000 | [7 empty] | 70000
| Security System Upgrade |  | 100000 | [6 empty] | 100000
| Architectural / Engineering Design and Permits | 12000 | 0 | 0 | 0 | 0 | 0 | 0 |  | 12000
| Contingency Fund / Change Orders | 4200 | 6000 | 0 | 0 | 0 | 0 | 0 |  | 10200 | 192200
|  | 86200 | 106000 | 0 | 0 | 0 | 0 | 0 |  | 192200
WESTINGHOUSE | Transition to HS 2026
| Stair Tread Replacement | 200000 | [7 empty] | 200000
| Ground Floor Structural Repairs |  | 150000 | [6 empty] | 150000
| Building Automation Controls (DCED PSFI Grant) |  | 1703000 | [6 empty] | 1703000
| Gym Bleacher Replacement |  |  |  | 1000000 |  |  |  |  | 1000000
| Replace Rain Conductors |  |  |  | 175000 |  |  |  |  | 175000
| Field Storage Shed |  |  |  |  | 200000 |  |  |  | 200000
| Field House Renovations | [5 empty] | 1200000 |  |  | 1200000
| Architectural / Engineering Design and Permits | 222360 | 0 | 141000 | 24000 | 144000 | 0 | 0 |  | 531360
| Contingency Fund / Change Orders | 12000 | 111180 | 0 | 70500 | 12000 | 72000 | 0 |  | 277680
|  | 434360 | 1964180 | 141000 | 1269500 | 356000 | 1272000 | 0 |  | 5437040 | 5437040
WESTWOOD | ES
| Fire Alarm System Upgrades | 110000 | [7 empty] | 110000
| Finish Flooring Replacement (PDE ER Grant) | 565000 | 565000 | [6 empty] | 1130000
| Exterior Canopy Refurbishment |  | 325000 | [6 empty] | 325000
| PA System Upgrade |  |  |  | 55000 |  |  |  |  | 55000
| Cafeteria Improvements |  |  |  |  | 1200000 |  |  |  | 1200000
| Architectural / Engineering Design and Permits | 106800 | 0 | 6600 | 144000 | 0 | 0 | 0 |  | 257400
| Contingency Fund / Change Orders | 40500 | 53400 | 0 | 3300 | 72000 | 0 | 0 |  | 169200 | 3246600
|  | 822300 | 943400 | 6600 | 202300 | 1272000 | 0 | 0 |  | 3246600
WHITTIER | ES
| PA System Upgrades |  |  |  | 40000 |  |  |  |  | 40000
| Security System Upgrades |  |  |  | 75000 |  |  |  |  | 75000
| Finish Flooring Replacement |  |  |  |  | 300000 |  |  |  | 300000
| Masonry Restoration |  |  |  |  | 750000 |  |  |  | 750000
| Concrete and Asphalt Paving / Steps / UST Removal | [5 empty] | 1200000 |  |  | 1200000
| Architectural / Engineering Design and Permits | 0 | 0 | 13800 | 126000 | 144000 | 0 | 0 |  | 283800
| Contingency Fund / Change Orders | 0 | 0 | 0 | 6900 | 63000 | 72000 | 0 |  | 141900 | 2790700
|  | 0 | 0 | 13800 | 247900 | 1257000 | 1272000 | 0 |  | 2790700
WOOLSLAIR | Close 2026
| No Work Planned (FRFP) | [8 empty] | 0
| Architectural / Engineering Design and Permits | 0 | 0 | 0 | 0 | 0 | 0 | 0 | 0 | 0
| Contingency Fund / Change Orders | 0 | 0 | 0 | 0 | 0 | 0 | 0 |  | 0
|  | 0 | 0 | 0 | 0 | 0 | 0 | 0 |  | 0 | 0
PROJECTS BY SCHOOL - SUBTOTAL |  | 37834762.7296 | 41698944.08 | 50751344 | 59060630 | 67215700 | 53525100 | 36426900 | 0 | 346513380.8096 | 179736104
VARIOUS SCHOOLS | AHERA Re-Inspection |  | 350000 |  |  | 350000 |  |  |  | 700000
VARIOUS SCHOOLS | Air Conditioning - Small Systems / Refrigeration Systems | 100000 | 100000 | 100000 | 100000 | 100000 | 100000 | 100000 |  | 700000
VARIOUS SCHOOLS | Architectural / Engineering Consultants | 500000 | 500000 | 500000 | 500000 | 500000 | 500000 | 500000 |  | 3500000
VARIOUS SCHOOLS | Asphalt / Concrete Paving | 200000 | 200000 | 200000 | 200000 | 200000 | 200000 | 200000 |  | 1400000
VARIOUS SCHOOLS | Athletics Upgrades | 350000 | 100000 | 100000 | 100000 | 100000 | 100000 | 100000 |  | 950000
VARIOUS SCHOOLS | Chemical Management | 50000 | 50000 | 50000 | 50000 | 50000 | 50000 | 50000 |  | 350000
VARIOUS SCHOOLS | Closed Building Maintenance | 100000 | 250000 | 250000 | 250000 | 250000 | 250000 | 250000 |  | 1600000
VARIOUS SCHOOLS | Construction Supervisors | 325000 | 325000 | 325000 | 325000 | 325000 | 325000 | 325000 |  | 2275000
VARIOUS SCHOOLS | Cycle Painting | 100000 | 100000 | 100000 | 100000 | 100000 | 100000 | 100000 |  | 700000
VARIOUS SCHOOLS | Elevator Design / Repairs / Modernization | 250000 | 500000 | 500000 | 500000 | 500000 | 500000 | 500000 |  | 3250000
VARIOUS SCHOOLS | Emergency Generator Replacement | 350000 | 350000 | 350000 | 350000 | 350000 | 350000 | 350000 |  | 2450000
VARIOUS SCHOOLS | Environmental Remediation for Below Grade Tanks | 50000 | 50000 | 50000 | 50000 | 50000 | 50000 | 50000 |  | 350000
VARIOUS SCHOOLS | Environmental Testing, Monitoring, Repairs and Restoration | 600000 | 600000 | 850000 | 850000 | 850000 | 850000 | 850000 |  | 5450000
VARIOUS SCHOOLS | Extraordinary Maintenance Projects - Electrical | 200000 | 200000 | 200000 | 200000 | 200000 | 200000 | 200000 |  | 1400000
VARIOUS SCHOOLS | Extraordinary Maintenance Projects - General (Large) | 1000000 | 1000000 | 1000000 | 1000000 | 1000000 | 1000000 | 1000000 |  | 7000000
VARIOUS SCHOOLS | Extraordinary Maintenance Projects - Masonry | 800000 | 800000 | 800000 | 800000 | 800000 | 800000 | 800000 |  | 5600000
VARIOUS SCHOOLS | Extraordinary Maintenance Projects - Roofing | 400000 | 400000 | 400000 | 400000 | 400000 | 400000 | 400000 |  | 2800000
VARIOUS SCHOOLS | Fire Alarm System Upgrades | 150000 | 150000 | 150000 | 150000 | 150000 | 150000 | 150000 |  | 1050000
VARIOUS SCHOOLS | Flooring | 100000 | 100000 | 100000 | 100000 | 100000 | 100000 | 100000 |  | 700000
VARIOUS SCHOOLS | Food Service Upgrades | 200000 | 200000 | 200000 | 200000 | 200000 | 200000 | 200000 |  | 1400000
VARIOUS SCHOOLS | Interior Bleacher Repairs | 80000 | 80000 | 80000 | 80000 | 80000 | 80000 | 80000 |  | 560000
VARIOUS SCHOOLS | Lead and Water Testing |  |  | 300000 |  |  | 300000 | 300000 |  | 900000
VARIOUS SCHOOLS | PA System Upgrades | 20000 | 100000 | 100000 | 100000 | 100000 | 100000 | 100000 |  | 620000
VARIOUS SCHOOLS | Playground Repairs & Replacement | 250000 | 250000 | 250000 | 250000 | 250000 | 250000 | 250000 |  | 1750000
VARIOUS SCHOOLS | Plumbing Replacement Projects | 150000 | 150000 | 150000 | 150000 | 150000 | 150000 | 150000 |  | 1050000
VARIOUS SCHOOLS | RHVAC Testing / Balancing / Commissioning | 200000 | 200000 | 200000 | 200000 | 200000 | 200000 | 200000 |  | 1400000
VARIOUS SCHOOLS | Security System Upgrades | 50000 | 500000 | 500000 | 500000 | 500000 | 500000 | 500000 |  | 3050000
VARIOUS SCHOOLS | Signage | 50000 | 50000 | 50000 | 50000 | 50000 | 50000 | 50000 |  | 350000
VARIOUS SCHOOLS | Specialized Technical Services (Concrete, Soils, Radon) | 75000 | 75000 | 75000 | 75000 | 75000 | 75000 | 75000 |  | 525000
VARIOUS SCHOOLS | Stage Rigging / Curtain Repairs | 90000 | 90000 | 90000 | 90000 | 90000 | 90000 | 90000 |  | 630000
VARIOUS SCHOOLS | Walk-in Coolers and Freezers | 400000 | 400000 | 400000 | 400000 | 400000 | 400000 | 400000 |  | 2800000
VARIOUS SCHOOLS | Water Cooler Replacement |  | 600000 | [6 empty] | 600000
VARIOUS SCHOOLS - SUBTOTAL |  | 7190000 | 8820000 | 8420000 | 8120000 | 8470000 | 8420000 | 8420000 |  | 57860000
Yearly Program Totals |  | 45024762.7296 | 50518944.08 | 59171344 | 67180630 | 75685700 | 61945100 | 44846900 |  | 404373380.8096 | 404373380.8096
| DCED Public School Facility Improvement Grant | 4084000 | 2771000 | 0 | 0 | 0 | 0 | 0
| 75 % Grant Funded | 3063000 | 2078250 | 0 | 0 | 0 | 0 | 0 |  | 5141250
| PDE Environmental Repairs Grant | 1565000 | 2765000 | 600000 | 0 | 0 | 0 | 0
| 50 % Grant Funded | 782500 | 1382500 | 300000 | 0 | 0 | 0 | 0 |  | 2465000
| Solar 4 Schools Grant | 2400000 | 0 | 0 | 0 | 0 | 0 | 0 |  | 2400000
| Grant Funding | 600000 | [7 empty] | 600000
| 30% Federal Subsidy | 0 | 720000 | 0 | 0 | 0 | 0 | 0 |  | 720000
| Other Departmental Funding | 600000 | 0 | 0 | 0 | 0 | 0 | 0 |  | 600000
| Total Outside Funding | 5045500 | 4180750 | 300000 | 0 | 0 | 0 | 0 | 0 | 9526250
Yearly Program Totals Less Grant/Departmental Funding |  | 39979262.7296 | 46338194.08 | 58871344 | 67180630 | 75685700 | 61945100 | 44846900 |  | 394847130.8096
Note on D41: [Threaded comment] Your version of Excel allows you to read this threaded comment; however, any edits to it will get removed if the file is opened in a newer version of Excel. Learn more: https://go.microsoft.com/fwlink/?linkid=870924 Comment: should this be a different color? Reply: This is dark teal and appears lighter on different displays. We can make it purple if that would make it easier to see.
Note on D242: [Threaded comment] Your version of Excel allows you to read this threaded comment; however, any edits to it will get removed if the file is opened in a newer version of Excel. Learn more: https://go.microsoft.com/fwlink/?linkid=870924 Comment: I thought we just did this recently Reply: Only service was done
Note on D383: [Threaded comment] Your version of Excel allows you to read this threaded comment; however, any edits to it will get removed if the file is opened in a newer version of Excel. Learn more: https://go.microsoft.com/fwlink/?linkid=870924 Comment: i really dont want to spend $12M at Oliver
Note on D418: [Threaded comment] Your version of Excel allows you to read this threaded comment; however, any edits to it will get removed if the file is opened in a newer version of Excel. Learn more: https://go.microsoft.com/fwlink/?linkid=870924 Comment: Patti Camper has Money for this. I think she wants it sooner. Sanjeeb is working on it.
Note on D477: [Threaded comment] Your version of Excel allows you to read this threaded comment; however, any edits to it will get removed if the file is opened in a newer version of Excel. Learn more: https://go.microsoft.com/fwlink/?linkid=870924 Comment: do we need to do all of these upgrades if this turns into a storage building? Reply: We have an outstanding violation for lack of occupancy permit. If the use changes to storage we will need to reevaluate and see if the scope/scale of the upgrades changes. This MDJ has not been pursuing this case, but it is still open.
Note on D544: [Threaded comment] Your version of Excel allows you to read this threaded comment; however, any edits to it will get removed if the file is opened in a newer version of Excel. Learn more: https://go.microsoft.com/fwlink/?linkid=870924 Comment: We need to look at the kitchen and the coolers and freezers. It sounds like it is too small for what they need.